## Home
|  | Welcome to the UCL Cost & Carbon Tool |  |  | BETA
| Building: |  |  |  | Next
1-19 Torrington Place
l | HOME | WHAT THIS TOOL DOES |  | HOW TO USE THIS TOOL
STEP 1:DEFINE
STEP 2:CALCULATE
STEP 3:RESULTS
DATA
MAP OF THE TOOL
NAVIGATION
|  | Links are bold, underlined, green text. | Example
|  | Cells that require you to input information are green. |  | Hit the next button when you have completed a stage | Next
|  | Cells not requiring input but included for checking are grey. |  | Hit the back buttons if you need to go back | Back
|  | Cells that have questionable inputs will turn red. |  | Hover for hints to help you complete the tool | Hint
GNU LICENSE [SIC] / TERMS AND CONDITIONS
DISCLAIMER
UCL has clear obligations to measure, monitor and report energy use and carbon emissions, and challenging targets to reduce them, as set out in our Carbon Management Plan.
This tool helps PM's, UPO’s and consultants working with UCL to estimate and report on changes to energy consumption and carbon emissions as a result of improvements to, or expansion of, the estate’s built assets. The results are used to support the business case for investing in sustainable buildings, including the reduction of life cycle costs.
The outputs are collated by the UCL Sustainability Team to help plan and manage overall carbon emissions against the targets.
If you have any questions, please contact Joanna-Marshall Cook
This tool can be used to capture payback periods, carbon and energy performance data for simple upgrades through to major refurbishments and new buildings.
For smaller and simpler projects, the engines within the tool will help you to calculate energy savings and payback periods. You can compare different proposals and then select the best approach for your building. There is also the option to use the Bespoke Engine if you are doing something a bit different.
For complex projects, major refurbishments and new buildings, energy savings will need to be calculated outside this tool using conventional energy modelling tools for regulated and unregulated loads. The outputs can then be submitted through the Bespoke engine (Step 2). In accordance with UCL Sustainability Guidance, estimates are required at RIBA stages 1, 2 and 3 .
Below is some information about this tool. If you have used the tool before or you have already begun to use this copy of the tool jump to an appropriate step using the left-hand navigation panel.
The UCL Cost & Carbon Tool Copyright © 2016 Expedition Engineering Ltd. (D. Raymond, B. Cousins-Jenvey and J. Sykes) This program is free software: you can redistribute it and/or modify it under the terms of the GNU General Public License as published by the Free Software Foundation, either version 3 of the License, or (at your option) any later version. This program is distributed in the hope that it will be useful, but WITHOUT ANY WARRANTY; without even the implied warranty of MERCHANTABILITY or FITNESS FOR A PARTICULAR PURPOSE. Read more here:
The user assumes all responsibility for the use of these spreadsheets, modifications and outputs. Users agree to verify the accuracy of all outputs and to satisfy themselves that the results meet or exceed one's expectation of accuracy and performance.
http://www.gnu.org/licenses
The UCL Cost & Carbon Tool is available only for non-profit making applications. These include research activities and the use of the tool by UCL and its collaborators to assess UCL operations but excludes the use by consulting and other organisations purely for the purposes of revenue generation (e.g. through consulting services). By using this spreadsheet you confirm that you agree with these terms and conditions.
© 2016 Expedition Engineering Ltd.
Note on W53: An example of a hint!

## Step1
Step 1:
| Building: | Back | [6 empty] | Next
1-19 Torrington Place
| HOME | DESCRIBING YOUR PROJECT | [5 empty] | Find building on Google Maps
l | STEP 1:DEFINE | Define type of project: |  | Existing building change |  |  | Name: | TBD
|  |  | Simple | Note: Tool to be completed by UCL or external consultant
| STEP 2:CALCULATE |  |  | 2
|  | Select the existing building: |  | 1-19 Torrington Place
STEP 3:RESULTS
BENCHMARKING YOUR PROJECT
DATA
|  |  |  | Existing |  | Total
|  | Total natural gas (kWh per m²) |  | 0 | 124
|  | Total district heating (kWh per m²) |  | 94.2112 | 0
|  | Total electricity (kWh per m²) |  | 93.4032 | 103
|  | Area (NIA) (m2) |  | 17317 | 29177 | 17317
|  | Admin/support (%) |  | 0 | 0 | 0
|  | Labs – chemical sciences (%) |  | 0 | 0 | 0
|  | Labs – Engineering – phys sciences (%) |  | 0 | 0 | 0
|  | Labs –medical & biosciences (%) |  | 0 | 0 | 0
|  | Libraries (%) |  | 0 | 0 | 0
|  | Residences (%) |  | 0 | 0 | 0
|  | Sports centres (%) |  | 0 | 0 | 0
|  | Teaching (%) |  | 100 | 100 | 100 |  | CHART KEY
|  | Space heating (gas kWh per m²) |  | 0 | 99.2 | 0 |  | Space heating (gas)
|  | Hot water (gas kWh per m²) |  | 0 | 24.8 | 0 |  | Hot water (gas)
|  | Space heating (DH kWh per m²) |  | 75.369 | 0 | 75.369 |  | Space heating (DH)
|  | Hot water (DH kWh per m²) |  | 18.8422 | 0 | 18.8422 |  | Hot water (DH)
|  | Space heating (electricity kWh per m²) |  | 0 | 0 | 0 |  | Space heating (electricity)
|  | Hot water (electricity kWh per m²) |  | 0 | 0 | 0 |  | Hot water (electricity)
|  | Cooling (kWh per m²) |  | 23.3508 | 25.75 | 23.3508 |  | Cooling
|  | Lighting (kWh per m²) |  | 23.3508 | 25.75 | 23.3508 |  | Lighting
|  | Auxiliary - fans and pumps (kWh per m²) |  | 23.3508 | 25.75 | 23.3508 |  | Auxiliary - fans and pumps
|  | Equipment / small power (kWh per m²) |  | 23.3508 | 25.75 | 23.3508 |  | Equipment / small power
BENCHMARKING COST AND CARBON
|  | Heat source |  | District heating
|  | General heat cost (£/kWh) |  |  |  | 0.14
|  | General heat carbon (kgCo2e/kWh) |  |  |  | 1
RESULTS
|  | Space heating (gas £ per year) |  | 0 | 0 | 0
|  | Hot water (gas £ per year) |  | 0 | 0 | 0
|  | Space heating (DH £ per year) |  | 26103.2924 | 0 | 26103.2924
|  | Hot water (DH £ per year) |  | 6525.8231 | 0 | 6525.8231
|  | Space heating (electricity £ per year) |  | 0 | 0 | 0
|  | Hot water (electricity £ per year) |  | 0 | 0 | 0
|  | Cooling (£ per year) |  | 48523.92 | 0 | 48523.92
|  | Lighting (£ per year) |  | 48523.92 | 0 | 48523.92
|  | Auxiliary - fans and pumps (£ per year)) |  | 48523.92 | 0 | 48523.92
|  | Equipment /small power (£ per year) |  | 48523.92 | 0 | 48523.92
defining and benchmarking the project
Use this step to define your project and review an estimated breakdown of annual energy consumption.
BENCHMARK
BASED
ENERGY
COST SPLIT
BETA
© 2016 Expedition Engineering Ltd.
Note on K12: Existing building change - Light refurbishment i.e. works to some M&E systems and/ or part of the building envelope. Major refurbishment - Total building refurbishment i.e. major works to M&E systems and building envelope. Similar in scope to a new build development. Extension - New build extension to an existing building (typically without any modifications to the existing building). New build - New addition to UCL's estate.
Note on Q12: Enter name of building for reference only.
Note on O17: Benchmarks are used to estimate annual energy consumption. However, if you have actual data or want to define your own benchmarks you can enter this by following the link to DATA on the left hand side of this sheet.
Note on U18: Use this chart to help focus your energy saving efforts before moving onto the next step.
Note on K19: Existing buildings have access to their metered energy consumption. This allows predicted savings generated by the tool (in Step 2) to be mapped against real data.
Note on M19: New buildings and major refurbishments use benchmark data to automatically estimate their energy consumption.
Note on H24: Net Internal Area (NIA)
Note on M24: Define the area of project works
Note on K26: Building use for existing buildings predefined.
Note on M26: Define building use by entering percentages against the types of spaces proposed for in your building. Note: Total percentage to equal 100% otherwise cells will turn red .
Note on K35: Energy consumption benchmarks are used to estimate the energy split of metered energy consumption. You can override these and enter your own by following the link to DATA on the left hand side of this sheet.
Note on M35: Energy consumption benchmarks are used to predict the energy use of new buildings. You can override these and enter your own by following the link to DATA on the left hand side of this sheet.
Note on O35: Estimated annual energy consumption for your building before any energy efficiency initiatives are included.

## SimpleStep2
Step 2:
| Building: |  | Back | [13 empty] | Next
1-19 Torrington Place
| HOME |  | TOOLS AND PAYBACKS TO INFORM SELECTIONS | [7 empty] | NPV OF SELECTIONS |  |  |  |  | SELECTIONS
| STEP 1:DEFINE |  | 2.1 Click for building fabric tool |  |  |  | Preferred paybacks: | [8 empty] | Include fabric change?
[8 empty] | #N/A | Years | [7 empty] | No
l | STEP 2:CALCULATE
STEP 3:RESULTS
|  |  | 2.2 Click for ventilation tool | [12 empty] | Include vent. change?
| DATA | [6 empty] | #N/A | Years | [7 empty] | No
|  |  | 2.3 Click for boiler tool | [12 empty] | Include boiler change?
[8 empty] | #N/A | Years | [7 empty] | No
Carbon saving:
0
|  |  | 2.4 Click for VRF/chiller tool | [12 empty] | Include VRF/Chiller change?
|  | (kgCO2e in year one) | [5 empty] | #N/A | Years | [7 empty] | No
Cost saving:
0
|  |  | 2.5 Click for lighting tool | [12 empty] | Include lighting change?
|  | (£ in year one) | [5 empty] | #N/A | Years | [7 empty] | No
|  |  | A. Click for bespoke tool A | [12 empty] | Include bespoke change A?
[8 empty] | #N/A | Years | [7 empty] | No
|  |  | B. Click for bespoke tool B | [12 empty] | Include bespoke change B?
[8 empty] | 0 | Years | [7 empty] | No
|  |  | C. Click for bespoke tool C | [12 empty] | Include bespoke change C?
[8 empty] | 0 | Years |  | PAYBACK | [5 empty] | No
[11 empty] | PREFFERED |  | #N/A | YEARS
[11 empty] | SECOND |  | #N/A | YEARS
[5 empty] | 0 | 1 | 2 | 3 | 4 | 5 | 6 | 7 | 8 | 9 | 10 | 11 | 12 | 13 | 14 | 15 | 16 | 17 | 18 | 19 | 20 | 21 | 22 | 23 | 24 | 25
|  |  | Selected Payback PO | #N/A | 0 | 0 | 0 | 0 | 0 | 0 | 0 | 0 | 0 | 0 | 0 | 0 | 0 | 0 | 0 | 0 | 0 | 0 | 0 | 0 | 0 | 0 | 0 | 0 | 0 | 0
|  |  | Selected Payback SO | #N/A | 0 | 0 | 0 | 0 | 0 | 0 | 0 | 0 | 0 | 0 | 0 | 0 | 0 | 0 | 0 | 0 | 0 | 0 | 0 | 0 | 0 | 0 | 0 | 0 | 0 | 0
CURRENT (DO NOTHING)
|  |  | Building fabric |  | 0 | 0 | 0 | 0 | 0 | 0 | 0 | 0 | 0 | 0 | 0 | 0 | 0 | 0 | 0 | 0 | 0 | 0 | 0 | 0 | 0 | 0 | 0 | 0 | 0 | 0
|  |  | Ventilation |  | 0 | 0 | 0 | 0 | 0 | 0 | 0 | 0 | 0 | 0 | 0 | 0 | 0 | 0 | 0 | 0 | 0 | 0 | 0 | 0 | 0 | 0 | 0 | 0 | 0 | 0
|  |  | Boiler |  | 0 | 0 | 0 | 0 | 0 | 0 | 0 | 0 | 0 | 0 | 0 | 0 | 0 | 0 | 0 | 0 | 0 | 0 | 0 | 0 | 0 | 0 | 0 | 0 | 0 | 0
|  |  | VRF/chiller |  | 0 | 0 | 0 | 0 | 0 | 0 | 0 | 0 | 0 | 0 | 0 | 0 | 0 | 0 | 0 | 0 | 0 | 0 | 0 | 0 | 0 | 0 | 0 | 0 | 0 | 0
|  |  | Lighting |  | 0 | 0 | 0 | 0 | 0 | 0 | 0 | 0 | 0 | 0 | 0 | 0 | 0 | 0 | 0 | 0 | 0 | 0 | 0 | 0 | 0 | 0 | 0 | 0 | 0 | 0
|  |  | Bespoke A |  | 0 | 0 | 0 | 0 | 0 | 0 | 0 | 0 | 0 | 0 | 0 | 0 | 0 | 0 | 0 | 0 | 0 | 0 | 0 | 0 | 0 | 0 | 0 | 0 | 0 | 0
|  |  | Bespoke B |  | 0 | 0 | 0 | 0 | 0 | 0 | 0 | 0 | 0 | 0 | 0 | 0 | 0 | 0 | 0 | 0 | 0 | 0 | 0 | 0 | 0 | 0 | 0 | 0 | 0 | 0
|  |  | Bespoke C |  | 0 | 0 | 0 | 0 | 0 | 0 | 0 | 0 | 0 | 0 | 0 | 0 | 0 | 0 | 0 | 0 | 0 | 0 | 0 | 0 | 0 | 0 | 0 | 0 | 0 | 0
|  |  | TOTAL |  | 0 | 0 | 0 | 0 | 0 | 0 | 0 | 0 | 0 | 0 | 0 | 0 | 0 | 0 | 0 | 0 | 0 | 0 | 0 | 0 | 0 | 0 | 0 | 0 | 0 | 0
PREFERRED OPTION
|  |  | Building fabric |  | 0 | 0 | 0 | 0 | 0 | 0 | 0 | 0 | 0 | 0 | 0 | 0 | 0 | 0 | 0 | 0 | 0 | 0 | 0 | 0 | 0 | 0 | 0 | 0 | 0 | 0
|  |  | Ventilation |  | 0 | 0 | 0 | 0 | 0 | 0 | 0 | 0 | 0 | 0 | 0 | 0 | 0 | 0 | 0 | 0 | 0 | 0 | 0 | 0 | 0 | 0 | 0 | 0 | 0 | 0
|  |  | Boiler |  | 0 | 0 | 0 | 0 | 0 | 0 | 0 | 0 | 0 | 0 | 0 | 0 | 0 | 0 | 0 | 0 | 0 | 0 | 0 | 0 | 0 | 0 | 0 | 0 | 0 | 0
|  |  | VRF/chiller |  | 0 | 0 | 0 | 0 | 0 | 0 | 0 | 0 | 0 | 0 | 0 | 0 | 0 | 0 | 0 | 0 | 0 | 0 | 0 | 0 | 0 | 0 | 0 | 0 | 0 | 0
|  |  | Lighting |  | 0 | 0 | 0 | 0 | 0 | 0 | 0 | 0 | 0 | 0 | 0 | 0 | 0 | 0 | 0 | 0 | 0 | 0 | 0 | 0 | 0 | 0 | 0 | 0 | 0 | 0
|  |  | Bespoke A |  | 0 | 0 | 0 | 0 | 0 | 0 | 0 | 0 | 0 | 0 | 0 | 0 | 0 | 0 | 0 | 0 | 0 | 0 | 0 | 0 | 0 | 0 | 0 | 0 | 0 | 0
|  |  | Bespoke B |  | 0 | 0 | 0 | 0 | 0 | 0 | 0 | 0 | 0 | 0 | 0 | 0 | 0 | 0 | 0 | 0 | 0 | 0 | 0 | 0 | 0 | 0 | 0 | 0 | 0 | 0
|  |  | Bespoke C |  | 0 | 0 | 0 | 0 | 0 | 0 | 0 | 0 | 0 | 0 | 0 | 0 | 0 | 0 | 0 | 0 | 0 | 0 | 0 | 0 | 0 | 0 | 0 | 0 | 0 | 0
|  |  | TOTAL |  | 0 | 0 | 0 | 0 | 0 | 0 | 0 | 0 | 0 | 0 | 0 | 0 | 0 | 0 | 0 | 0 | 0 | 0 | 0 | 0 | 0 | 0 | 0 | 0 | 0 | 0
SECOND OPTION
|  |  | Building fabric |  | 0 | 0 | 0 | 0 | 0 | 0 | 0 | 0 | 0 | 0 | 0 | 0 | 0 | 0 | 0 | 0 | 0 | 0 | 0 | 0 | 0 | 0 | 0 | 0 | 0 | 0
|  |  | Ventilation |  | 0 | 0 | 0 | 0 | 0 | 0 | 0 | 0 | 0 | 0 | 0 | 0 | 0 | 0 | 0 | 0 | 0 | 0 | 0 | 0 | 0 | 0 | 0 | 0 | 0 | 0
|  |  | Boiler |  | 0 | 0 | 0 | 0 | 0 | 0 | 0 | 0 | 0 | 0 | 0 | 0 | 0 | 0 | 0 | 0 | 0 | 0 | 0 | 0 | 0 | 0 | 0 | 0 | 0 | 0
|  |  | VRF/chiller |  | 0 | 0 | 0 | 0 | 0 | 0 | 0 | 0 | 0 | 0 | 0 | 0 | 0 | 0 | 0 | 0 | 0 | 0 | 0 | 0 | 0 | 0 | 0 | 0 | 0 | 0
|  |  | Lighting |  | 0 | 0 | 0 | 0 | 0 | 0 | 0 | 0 | 0 | 0 | 0 | 0 | 0 | 0 | 0 | 0 | 0 | 0 | 0 | 0 | 0 | 0 | 0 | 0 | 0 | 0
|  |  | Bespoke A |  | 0 | 0 | 0 | 0 | 0 | 0 | 0 | 0 | 0 | 0 | 0 | 0 | 0 | 0 | 0 | 0 | 0 | 0 | 0 | 0 | 0 | 0 | 0 | 0 | 0 | 0
|  |  | Bespoke B |  | 0 | 0 | 0 | 0 | 0 | 0 | 0 | 0 | 0 | 0 | 0 | 0 | 0 | 0 | 0 | 0 | 0 | 0 | 0 | 0 | 0 | 0 | 0 | 0 | 0 | 0
|  |  | Bespoke C |  | 0 | 0 | 0 | 0 | 0 | 0 | 0 | 0 | 0 | 0 | 0 | 0 | 0 | 0 | 0 | 0 | 0 | 0 | 0 | 0 | 0 | 0 | 0 | 0 | 0 | 0
|  |  | TOTAL |  | 0 | 0 | 0 | 0 | 0 | 0 | 0 | 0 | 0 | 0 | 0 | 0 | 0 | 0 | 0 | 0 | 0 | 0 | 0 | 0 | 0 | 0 | 0 | 0 | 0 | 0
calculating, exploring and selecting changes
Use the built in tools to help you calculate energy savings and payback periods of common interventions. You can compare different and then select the best approach for your building. Instant feedback on carbon and cost savings is provided, for your preferred option, as you select changes for your project.
Use this tool to make changes to the building envelope.
Use this tool when replacing or upgrading existing natural gas boilers.
Use this tool when replacing or upgrading cooling systems.
Use this tool when replacing or upgrading lighting systems, including the provision of daylight and occupant control.
Use this tool to compare and/or amend natural and mechanical ventilation strategies.
Use this tool if you want to do something slightly different and have already calculated the energy savings .
BETA
Use this tool if you want to do something slightly different and have already calculated the energy savings .
Use this tool if you want to do something slightly different and have already calculated the energy savings .
Note on O10: Select and work through each of the tools that are relevant to the scope of your project. Note: The tools calculate approximate savings using typical calculation methodologies.
Note on Q10: Once you have worked through and completed the individual tools, relevant to the scope your project, use the individual and cumulative payback periods, illustrated below, to help you select the changes to include within your final proposal.
Note on V10: Select the changes to include in your final option. Note: only 'included' changes will influence the results.
Note on C25: Carbon savings for preferred option of included changes selected in the 'Decision Panel'
Note on C30: Cost savings for preferred option of included changes selected in the 'Decision Panel'

## SimpleBA
Building: | Done
1-19 Torrington Place
| CURRENT (DO THE MINIMUM) | [5 empty] | PREFERRED OPTION | [5 empty] | GRAPH OF CUMULATIVE NPV
| Energy use (kWh) |  |  | 0 | 0 |  | Energy use (kWh) |  |  | 0 | 0
[7 empty] | Percentage saving |  |  |  | #DIV/0!
| Energy source: |  | Grid electricity |  |  |  | Energy source: |  | Grid electricity
| Financial considerations | [5 empty] | Financial considerations
| Capital cost of change (£) |  |  | 0 | 0 |  | Capital cost of change (£) |  |  | 0 | 0
| Time until change (yrs) |  |  | 0 | 0 |  | Time until change (yrs) |  |  | 0 | 0
| Maintenance cost (£/year) |  |  | 0 | 0 |  | Maintenance cost (£/year) |  |  | 0 | 0
| Revenue e.g. FIT/RHI (£/year) |  |  | 0 | 0 |  | Revenue e.g. FIT/RHI (£/year) |  |  | 0 | 0
| Replacement cost (£) |  |  | 0 | 0 |  | Replacement cost (£) |  |  | 0 | 0
| Replacement period (yrs) |  |  | 0 | 0 |  | Replacement period (yrs) |  |  | 0 | 0
| DESCRIPTION OF PROPOSAL(S): | [5 empty] | SECOND OPTION
[7 empty] | Energy use (kWh) |  |  | 0 | 0
| Name: | < Name your initiative here > |  |  |  |  | Percentage saving |  |  |  | #DIV/0!
| < Describe the initiative in more detail here > | [5 empty] | Energy source: |  | Grid electricity
Financial considerations
[7 empty] | Capital cost of change (£) |  |  | 0 | 0
[7 empty] | Time until change (yrs) |  |  | 0 | 0
[7 empty] | Maintenance cost (£/year) |  |  | 0 | 0
[7 empty] | Revenue e.g. FIT/RHI (£/year) |  |  | 0 | 0
[7 empty] | Replacement cost (£) |  |  | 0 | 0 |  | PAYBACK
[7 empty] | Replacement period (yrs) |  |  | 0 | 0 |  | PREFFERED OPTION |  |  | #N/A | YEARS
[13 empty] | SECOND OPTION |  |  | #N/A | YEARS
[5 empty] | 0 | 1 | 2 | 3 | 4 | 5 | 6 | 7 | 8 | 9 | 10 | 11 | 12 | 13 | 14 | 15 | 16 | 17 | 18 | 19 | 20 | 21 | 22 | 23 | 24 | 25
| Year |  |  | 0 | 1 | 2 | 3 | 4 | 5 | 6 | 7 | 8 | 9 | 10 | 11 | 12 | 13 | 14 | 15 | 16 | 17 | 18 | 19 | 20 | 21 | 22 | 23 | 24 | 25 | 26
| Payback (Preferred Option) |  |  | #N/A | 0 | 0 | 0 | 0 | 0 | 0 | 0 | 0 | 0 | 0 | 0 | 0 | 0 | 0 | 0 | 0 | 0 | 0 | 0 | 0 | 0 | 0 | 0 | 0 | 0 | 0
| Payback (Second Option) |  |  | #N/A | 0 | 0 | 0 | 0 | 0 | 0 | 0 | 0 | 0 | 0 | 0 | 0 | 0 | 0 | 0 | 0 | 0 | 0 | 0 | 0 | 0 | 0 | 0 | 0 | 0 | 0
| User defined |  |  |  | 0 | 0 | 0 | 0 | 0 | 0 | 0 | 0 | 0 | 0 | 0 | 0 | 0 | 0 | 0 | 0 | 0 | 0 | 0 | 0 | 0 | 0 | 0 | 0 | 0 | 0
| Natural gas |  |  |  | 0.21 | 0.21 | 0.21 | 0.21 | 0.21 | 0.21 | 0.21 | 0.21 | 0.21 | 0.21 | 0.21 | 0.21 | 0.21 | 0.21 | 0.21 | 0.21 | 0.21 | 0.21 | 0.21 | 0.21 | 0.21 | 0.21 | 0.21 | 0.21 | 0.21 | 0.21
| District heating |  |  |  | 0.14 | 0.14 | 0.14 | 0.14 | 0.14 | 0.14 | 0.14 | 0.14 | 0.14 | 0.14 | 0.14 | 0.14 | 0.14 | 0.14 | 0.14 | 0.14 | 0.14 | 0.14 | 0.14 | 0.14 | 0.14 | 0.14 | 0.14 | 0.14 | 0.14 | 0.14
| Gas/DH mix |  |  |  | 0.14 | 0.14 | 0.14 | 0.14 | 0.14 | 0.14 | 0.14 | 0.14 | 0.14 | 0.14 | 0.14 | 0.14 | 0.14 | 0.14 | 0.14 | 0.14 | 0.14 | 0.14 | 0.14 | 0.14 | 0.14 | 0.14 | 0.14 | 0.14 | 0.14 | 0.14
| Grid electricity |  |  |  | 0.52 | 0.5044 | 0.48927 | 0.47459 | 0.46035 | 0.44654 | 0.43315 | 0.42015 | 0.40755 | 0.39532 | 0.38346 | 0.37196 | 0.3608 | 0.34997 | 0.33947 | 0.32929 | 0.31941 | 0.30983 | 0.30053 | 0.29152 | 0.28277 | 0.27429 | 0.26606 | 0.25808 | 0.25034 | 0.24283
| User defined |  |  |  | 0 | 0 | 0 | 0 | 0 | 0 | 0 | 0 | 0 | 0 | 0 | 0 | 0 | 0 | 0 | 0 | 0 | 0 | 0 | 0 | 0 | 0 | 0 | 0 | 0 | 0
| Natural gas |  |  |  | 0.04 | 0.0424 | 0.044944 | 0.047641 | 0.050499 | 0.053529 | 0.056741 | 0.060145 | 0.063754 | 0.067579 | 0.071634 | 0.075932 | 0.080488 | 0.085317 | 0.090436 | 0.095862 | 0.10161 | 0.10771 | 0.11417 | 0.12102 | 0.12829 | 0.13598 | 0.14414 | 0.15279 | 0.16196 | 0.17167
| District heating |  |  |  | 0.02 | 0.0212 | 0.022472 | 0.02382 | 0.02525 | 0.026765 | 0.02837 | 0.030073 | 0.031877 | 0.03379 | 0.035817 | 0.037966 | 0.040244 | 0.042659 | 0.045218 | 0.047931 | 0.050807 | 0.053855 | 0.057087 | 0.060512 | 0.064143 | 0.067991 | 0.072071 | 0.076395 | 0.080979 | 0.085837
| Gas/DH mix |  |  |  | 0.0544 | 0.057664 | 0.061124 | 0.064791 | 0.068679 | 0.072799 | 0.077167 | 0.081797 | 0.086705 | 0.091908 | 0.097422 | 0.10327 | 0.10946 | 0.11603 | 0.12299 | 0.13037 | 0.1382 | 0.14649 | 0.15528 | 0.16459 | 0.17447 | 0.18494 | 0.19603 | 0.20779 | 0.22026 | 0.23348
| Grid electricity |  |  |  | 0.12 | 0.132 | 0.1452 | 0.15972 | 0.17569 | 0.19326 | 0.21259 | 0.23385 | 0.25723 | 0.28295 | 0.31125 | 0.34237 | 0.37661 | 0.41427 | 0.4557 | 0.50127 | 0.5514 | 0.60654 | 0.66719 | 0.73391 | 0.8073 | 0.88803 | 0.97683 | 1.0745 | 1.182 | 1.3002
| Inflation (%) |  |  |  | 1 | 1.02 | 1.0404 | 1.0612 | 1.0824 | 1.1041 | 1.1262 | 1.1487 | 1.1717 | 1.1951 | 1.219 | 1.2434 | 1.2682 | 1.2936 | 1.3195 | 1.3459 | 1.3728 | 1.4002 | 1.4282 | 1.4568 | 1.4859 | 1.5157 | 1.546 | 1.5769 | 1.6084 | 1.6406
| CO2e cost (£/kgCO2e) |  |  |  | 0.1 | 0.102 | 0.10404 | 0.10612 | 0.10824 | 0.11041 | 0.11262 | 0.11487 | 0.11717 | 0.11951 | 0.1219 | 0.12434 | 0.12682 | 0.12936 | 0.13195 | 0.13459 | 0.13728 | 0.14002 | 0.14282 | 0.14568 | 0.14859 | 0.15157 | 0.1546 | 0.15769 | 0.16084 | 0.16406
CURRENT (DO NOTHING)
| Energy source CO2e (CO2e/kWh) |  |  |  | 0.52 | 0.5044 | 0.48927 | 0.47459 | 0.46035 | 0.44654 | 0.43315 | 0.42015 | 0.40755 | 0.39532 | 0.38346 | 0.37196 | 0.3608 | 0.34997 | 0.33947 | 0.32929 | 0.31941 | 0.30983 | 0.30053 | 0.29152 | 0.28277 | 0.27429 | 0.26606 | 0.25808 | 0.25034 | 0.24283
| Energy source cost (£/kWh) |  |  |  | 0.12 | 0.132 | 0.1452 | 0.15972 | 0.17569 | 0.19326 | 0.21259 | 0.23385 | 0.25723 | 0.28295 | 0.31125 | 0.34237 | 0.37661 | 0.41427 | 0.4557 | 0.50127 | 0.5514 | 0.60654 | 0.66719 | 0.73391 | 0.8073 | 0.88803 | 0.97683 | 1.0745 | 1.182 | 1.3002
Embodied energy (kWh)
Recurring embodied energy (kWh)
| Operational energy (kWh) |  |  |  | 0 | 0 | 0 | 0 | 0 | 0 | 0 | 0 | 0 | 0 | 0 | 0 | 0 | 0 | 0 | 0 | 0 | 0 | 0 | 0 | 0 | 0 | 0 | 0 | 0 | 0
Embodied carbon (kWh)
Recurring embodied carbon (kWh)
| Operational carbon (kgCO2e) |  |  |  | 0 | 0 | 0 | 0 | 0 | 0 | 0 | 0 | 0 | 0 | 0 | 0 | 0 | 0 | 0 | 0 | 0 | 0 | 0 | 0 | 0 | 0 | 0 | 0 | 0 | 0
| Capital cost (£) |  |  |  | 0 | 0 | 0 | 0 | 0 | 0 | 0 | 0 | 0 | 0 | 0 | 0 | 0 | 0 | 0 | 0 | 0 | 0 | 0 | 0 | 0 | 0 | 0 | 0 | 0 | 0
| Opex minus revenue (£) |  |  |  | 0 | 0 | 0 | 0 | 0 | 0 | 0 | 0 | 0 | 0 | 0 | 0 | 0 | 0 | 0 | 0 | 0 | 0 | 0 | 0 | 0 | 0 | 0 | 0 | 0 | 0
| Energy cost (£) |  |  |  | 0 | 0 | 0 | 0 | 0 | 0 | 0 | 0 | 0 | 0 | 0 | 0 | 0 | 0 | 0 | 0 | 0 | 0 | 0 | 0 | 0 | 0 | 0 | 0 | 0 | 0
| Carbon cost (£) |  |  |  | 0 | 0 | 0 | 0 | 0 | 0 | 0 | 0 | 0 | 0 | 0 | 0 | 0 | 0 | 0 | 0 | 0 | 0 | 0 | 0 | 0 | 0 | 0 | 0 | 0 | 0
| Total cost (£) |  |  |  | 0 | 0 | 0 | 0 | 0 | 0 | 0 | 0 | 0 | 0 | 0 | 0 | 0 | 0 | 0 | 0 | 0 | 0 | 0 | 0 | 0 | 0 | 0 | 0 | 0 | 0
| DNS cumulative cost (£) |  |  |  | 0 | 0 | 0 | 0 | 0 | 0 | 0 | 0 | 0 | 0 | 0 | 0 | 0 | 0 | 0 | 0 | 0 | 0 | 0 | 0 | 0 | 0 | 0 | 0 | 0 | 0
| DNS net present value |  |  |  | 0 | 0 | 0 | 0 | 0 | 0 | 0 | 0 | 0 | 0 | 0 | 0 | 0 | 0 | 0 | 0 | 0 | 0 | 0 | 0 | 0 | 0 | 0 | 0 | 0 | 0
| DNS cumulative NPV (£) |  |  |  | 0 | 0 | 0 | 0 | 0 | 0 | 0 | 0 | 0 | 0 | 0 | 0 | 0 | 0 | 0 | 0 | 0 | 0 | 0 | 0 | 0 | 0 | 0 | 0 | 0 | 0
PREFERRED OPTION
| Energy source CO2e (CO2e/kWh) |  |  |  | 0.52 | 0.5044 | 0.48927 | 0.47459 | 0.46035 | 0.44654 | 0.43315 | 0.42015 | 0.40755 | 0.39532 | 0.38346 | 0.37196 | 0.3608 | 0.34997 | 0.33947 | 0.32929 | 0.31941 | 0.30983 | 0.30053 | 0.29152 | 0.28277 | 0.27429 | 0.26606 | 0.25808 | 0.25034 | 0.24283
| Energy source cost (£/kWh) |  |  |  | 0.12 | 0.132 | 0.1452 | 0.15972 | 0.17569 | 0.19326 | 0.21259 | 0.23385 | 0.25723 | 0.28295 | 0.31125 | 0.34237 | 0.37661 | 0.41427 | 0.4557 | 0.50127 | 0.5514 | 0.60654 | 0.66719 | 0.73391 | 0.8073 | 0.88803 | 0.97683 | 1.0745 | 1.182 | 1.3002
Embodied energy (kWh)
Recurring embodied energy (kWh)
| Operational energy (kWh) |  |  |  | 0 | 0 | 0 | 0 | 0 | 0 | 0 | 0 | 0 | 0 | 0 | 0 | 0 | 0 | 0 | 0 | 0 | 0 | 0 | 0 | 0 | 0 | 0 | 0 | 0 | 0
Embodied carbon (kWh)
Recurring embodied carbon (kWh)
| Operational carbon (kgCO2e) |  |  |  | 0 | 0 | 0 | 0 | 0 | 0 | 0 | 0 | 0 | 0 | 0 | 0 | 0 | 0 | 0 | 0 | 0 | 0 | 0 | 0 | 0 | 0 | 0 | 0 | 0 | 0
| Capital cost (£) |  |  |  | 0 | 0 | 0 | 0 | 0 | 0 | 0 | 0 | 0 | 0 | 0 | 0 | 0 | 0 | 0 | 0 | 0 | 0 | 0 | 0 | 0 | 0 | 0 | 0 | 0 | 0
| Opex minus revenue (£) |  |  |  | 0 | 0 | 0 | 0 | 0 | 0 | 0 | 0 | 0 | 0 | 0 | 0 | 0 | 0 | 0 | 0 | 0 | 0 | 0 | 0 | 0 | 0 | 0 | 0 | 0 | 0
| Energy cost (£) |  |  |  | 0 | 0 | 0 | 0 | 0 | 0 | 0 | 0 | 0 | 0 | 0 | 0 | 0 | 0 | 0 | 0 | 0 | 0 | 0 | 0 | 0 | 0 | 0 | 0 | 0 | 0
| Carbon cost (£) |  |  |  | 0 | 0 | 0 | 0 | 0 | 0 | 0 | 0 | 0 | 0 | 0 | 0 | 0 | 0 | 0 | 0 | 0 | 0 | 0 | 0 | 0 | 0 | 0 | 0 | 0 | 0
| Total cost (£) |  |  |  | 0 | 0 | 0 | 0 | 0 | 0 | 0 | 0 | 0 | 0 | 0 | 0 | 0 | 0 | 0 | 0 | 0 | 0 | 0 | 0 | 0 | 0 | 0 | 0 | 0 | 0
| Do something cumulative cost (£) |  |  |  | 0 | 0 | 0 | 0 | 0 | 0 | 0 | 0 | 0 | 0 | 0 | 0 | 0 | 0 | 0 | 0 | 0 | 0 | 0 | 0 | 0 | 0 | 0 | 0 | 0 | 0
| Net present value |  |  |  | 0 | 0 | 0 | 0 | 0 | 0 | 0 | 0 | 0 | 0 | 0 | 0 | 0 | 0 | 0 | 0 | 0 | 0 | 0 | 0 | 0 | 0 | 0 | 0 | 0 | 0
| Planned cumulative NPV (£) |  |  |  | 0 | 0 | 0 | 0 | 0 | 0 | 0 | 0 | 0 | 0 | 0 | 0 | 0 | 0 | 0 | 0 | 0 | 0 | 0 | 0 | 0 | 0 | 0 | 0 | 0 | 0
SECOND OPTION
| Energy source CO2e (CO2e/kWh) |  |  |  | 0.52 | 0.5044 | 0.48927 | 0.47459 | 0.46035 | 0.44654 | 0.43315 | 0.42015 | 0.40755 | 0.39532 | 0.38346 | 0.37196 | 0.3608 | 0.34997 | 0.33947 | 0.32929 | 0.31941 | 0.30983 | 0.30053 | 0.29152 | 0.28277 | 0.27429 | 0.26606 | 0.25808 | 0.25034 | 0.24283
| Energy source cost (£/kWh) |  |  |  | 0.12 | 0.132 | 0.1452 | 0.15972 | 0.17569 | 0.19326 | 0.21259 | 0.23385 | 0.25723 | 0.28295 | 0.31125 | 0.34237 | 0.37661 | 0.41427 | 0.4557 | 0.50127 | 0.5514 | 0.60654 | 0.66719 | 0.73391 | 0.8073 | 0.88803 | 0.97683 | 1.0745 | 1.182 | 1.3002
Embodied energy (kWh)
Recurring embodied energy (kWh)
| Operational energy (kWh) |  |  |  | 0 | 0 | 0 | 0 | 0 | 0 | 0 | 0 | 0 | 0 | 0 | 0 | 0 | 0 | 0 | 0 | 0 | 0 | 0 | 0 | 0 | 0 | 0 | 0 | 0 | 0
Embodied carbon (kWh)
Recurring embodied carbon (kWh)
| Operational carbon (kgCO2e) |  |  |  | 0 | 0 | 0 | 0 | 0 | 0 | 0 | 0 | 0 | 0 | 0 | 0 | 0 | 0 | 0 | 0 | 0 | 0 | 0 | 0 | 0 | 0 | 0 | 0 | 0 | 0
| Capital cost (£) |  |  |  | 0 | 0 | 0 | 0 | 0 | 0 | 0 | 0 | 0 | 0 | 0 | 0 | 0 | 0 | 0 | 0 | 0 | 0 | 0 | 0 | 0 | 0 | 0 | 0 | 0 | 0
| Opex minus revenue (£) |  |  |  | 0 | 0 | 0 | 0 | 0 | 0 | 0 | 0 | 0 | 0 | 0 | 0 | 0 | 0 | 0 | 0 | 0 | 0 | 0 | 0 | 0 | 0 | 0 | 0 | 0 | 0
| Energy cost (£) |  |  |  | 0 | 0 | 0 | 0 | 0 | 0 | 0 | 0 | 0 | 0 | 0 | 0 | 0 | 0 | 0 | 0 | 0 | 0 | 0 | 0 | 0 | 0 | 0 | 0 | 0 | 0
| Carbon cost (£) |  |  |  | 0 | 0 | 0 | 0 | 0 | 0 | 0 | 0 | 0 | 0 | 0 | 0 | 0 | 0 | 0 | 0 | 0 | 0 | 0 | 0 | 0 | 0 | 0 | 0 | 0 | 0
| Total cost (£) |  |  |  | 0 | 0 | 0 | 0 | 0 | 0 | 0 | 0 | 0 | 0 | 0 | 0 | 0 | 0 | 0 | 0 | 0 | 0 | 0 | 0 | 0 | 0 | 0 | 0 | 0 | 0
| Do something cumulative cost (£) |  |  |  | 0 | 0 | 0 | 0 | 0 | 0 | 0 | 0 | 0 | 0 | 0 | 0 | 0 | 0 | 0 | 0 | 0 | 0 | 0 | 0 | 0 | 0 | 0 | 0 | 0 | 0
| Net present value |  |  |  | 0 | 0 | 0 | 0 | 0 | 0 | 0 | 0 | 0 | 0 | 0 | 0 | 0 | 0 | 0 | 0 | 0 | 0 | 0 | 0 | 0 | 0 | 0 | 0 | 0 | 0
| Planned cumulative NPV (£) |  |  |  | 0 | 0 | 0 | 0 | 0 | 0 | 0 | 0 | 0 | 0 | 0 | 0 | 0 | 0 | 0 | 0 | 0 | 0 | 0 | 0 | 0 | 0 | 0 | 0 | 0 | 0
bespoke tool A
Use this tool if you have already know the energy savings of a proposed change. Enter the energy use of the options, select their energy source and define their costs. Two options can be compared against a ‘Current’ scenario i.e. the base case. The tool illustrates the cumulative net present value (NPV) for each option and automatically generates payback periods to help with the decision making process. Note: if you wish to group a series energy savings together use separate bespoke to tools for savings associated with different energy sources.
2.0:
BETA
© 2016 Expedition Engineering Ltd.
Note on K10: The 'Current' scenario should reflect a 'Do the Minimum' approach, addressing the costs required to maintain the current option. This could be expressed through higher maintenance costs and/or more frequent replacement costs, compared with the 'Preferred' and 'Second' options.
Note on S10: Net Present Value (NPV) is the difference between the present value of cash inflows and the present value of cash outflows. It takes into account capital costs, operational costs/revenues and also introduces the "time value of money", with the discounting of future net cash flows. Refer to the NPV in capital budgeting to analyse the profitability of a projected investment or project. Use the calculation to support the financial decision making, for example, when to replace an existing asset. Note: The graph plots NPV year after year, providing a better understanding of these cash flows.
Note on P11: If change included in final selection on 'Step 2' home page; estimated saving will be applied to total building energy consumption after all other selected interventions.
Note on Q13: Percentage saving against 'Current' scenario.
Note on I15: Note: Gas/DH mix defined for your building based on existing metered data.
Note on O15: Note: Gas/DH mix defined for your building based on existing metered data.
Note on J18: One off capital cost to occur at the time specified below. Note: For the 'Current' scenario, in most cases, this is likely to be left blank.
Note on P18: One off capital cost to occur at the time specified below. Note: For the 'Current' scenario, in most cases, this is likely to be left blank.
Note on J19: Capital cost to occur at this time. Note: The capital cost entered will be adjusted for inflation to reflect the year it occurs.
Note on P19: Capital cost to occur at this time. Note: The capital cost entered will be adjusted for inflation to reflect the year it occurs.
Note on J21: Operational costs (excluding energy costs) associated with the option. For example parts and labour for maintenance. Note: This cost will occur annually and is adjusted for inflation.
Note on P21: Operational costs (excluding energy costs) associated with the option. For example parts and labour for maintenance. Note: This cost will occur annually and is adjusted for inflation.
Note on J22: Operational revenues accrued from Feed in Tariffs (FIT), Renewable Heat Incentive (RHI) or similar. Note: Typically revenue would only be expected when the project is generating renewable energy.
Note on P22: Operational revenues accrued from Feed in Tariffs (FIT), Renewable Heat Incentive (RHI) or similar. Note: Typically revenue would only be expected when the project is generating renewable energy.
Note on J23: Periodic costs that occur at the replacement period defined below. For example, replacing a piece of equipment at its end of life. Note: A 'Replacement period' must be defined below for the replacement cost to occur.
Note on P23: Periodic costs that occur at the replacement period defined below. For example, replacing a piece of equipment at its end of life. Note: A 'Replacement period' must be defined below for the replacement cost to occur.
Note on J24: Replacement cost to occur at this frequency and from the time of change as defined above. Note: If 'Time until change' is left blank the replacement period will begin from year 0.
Note on P24: Replacement cost to occur at this frequency and from the time of change as defined above. Note: If 'Time until change' is left blank the replacement period will begin from year 0.
Note on Q31: Percentage saving against 'Current' scenario.
Note on O33: Note: Gas/DH mix defined for your building based on existing metered data.
Note on P36: One off capital cost to occur at the time specified below. Note: For the 'Current' scenario, in most cases, this is likely to be left blank.
Note on P37: Capital cost to occur at this time. Note: The capital cost entered will be adjusted for inflation to reflect the year it occurs.
Note on P39: Operational costs (excluding energy costs) associated with the option. For example parts and labour for maintenance. Note: This cost will occur annually and is adjusted for inflation.
Note on P40: Operational revenues accrued from Feed in Tariffs (FIT), Renewable Heat Incentive (RHI) or similar. Note: Typically revenue would only be expected when the project is generating renewable energy.
Note on P41: Periodic costs that occur at the replacement period defined below. For example, replacing a piece of equipment at its end of life. Note: A 'Replacement period' must be defined below for the replacement cost to occur.
Note on P42: Replacement cost to occur at this frequency and from the time of change as defined above. Note: If 'Time until change' is left blank the replacement period will begin from year 0.

## SimpleBB
Building: | Done
1-19 Torrington Place
| CURRENT (DO THE MINIMUM) | [5 empty] | PREFERRED OPTION | [5 empty] | GRAPH OF CUMULATIVE NPV
| Energy use (kWh) |  |  | 0 | 0 |  | Energy use (kWh) |  |  | 0 | 0
[7 empty] | Percentage saving |  |  |  | #DIV/0!
| Energy source: |  | Grid electricity |  |  |  | Energy source: |  | Grid electricity
| Financial considerations | [5 empty] | Financial considerations
| Capital cost of change (£) |  |  | 0 | 0 |  | Capital cost of change (£) |  |  | 0 | 0
| Time until change (yrs) |  |  | 0 | 0 |  | Time until change (yrs) |  |  | 0 | 0
| Maintenance cost (£/year) |  |  | 0 | 0 |  | Maintenance cost (£/year) |  |  | 0 | 0
| Revenue e.g. FIT/RHI (£/year) |  |  | 0 | 0 |  | Revenue e.g. FIT/RHI (£/year) |  |  | 0 | 0
| Replacement cost (£) |  |  | 0 | 0 |  | Replacement cost (£) |  |  | 0 | 0
| Replacement period (yrs) |  |  | 0 | 0 |  | Replacement period (yrs) |  |  | 0 | 0
| DESCRIPTION OF PROPOSAL(S): | [5 empty] | SECOND OPTION
[7 empty] | Energy use (kWh) |  |  | 0 | 0
| Name: | < Name your initiative here > |  |  |  |  | Percentage saving |  |  |  | #DIV/0!
| < Describe the initiative in more detail here > | [5 empty] | Energy source: |  | Grid electricity
Financial considerations
[7 empty] | Capital cost of change (£) |  |  | 0 | 0
[7 empty] | Time until change (yrs) |  |  | 0 | 0
[7 empty] | Maintenance cost (£/year) |  |  | 0 | 0
[7 empty] | Revenue e.g. FIT/RHI (£/year) |  |  | 0 | 0
[7 empty] | Replacement cost (£) |  |  | 0 | 0 |  | PAYBACK
[7 empty] | Replacement period (yrs) |  |  | 0 | 0 |  | PREFFERED OPTION |  |  | #N/A | YEARS
[13 empty] | SECOND OPTION |  |  | #N/A | YEARS
[5 empty] | 0 | 1 | 2 | 3 | 4 | 5 | 6 | 7 | 8 | 9 | 10 | 11 | 12 | 13 | 14 | 15 | 16 | 17 | 18 | 19 | 20 | 21 | 22 | 23 | 24 | 25
| Year |  |  | 0 | 1 | 2 | 3 | 4 | 5 | 6 | 7 | 8 | 9 | 10 | 11 | 12 | 13 | 14 | 15 | 16 | 17 | 18 | 19 | 20 | 21 | 22 | 23 | 24 | 25 | 26
| Payback (Preferred Option) |  |  | #N/A | 0 | 0 | 0 | 0 | 0 | 0 | 0 | 0 | 0 | 0 | 0 | 0 | 0 | 0 | 0 | 0 | 0 | 0 | 0 | 0 | 0 | 0 | 0 | 0 | 0 | 0
| Payback (Second Option) |  |  | #N/A | 0 | 0 | 0 | 0 | 0 | 0 | 0 | 0 | 0 | 0 | 0 | 0 | 0 | 0 | 0 | 0 | 0 | 0 | 0 | 0 | 0 | 0 | 0 | 0 | 0 | 0
| User defined |  |  |  | 0 | 0 | 0 | 0 | 0 | 0 | 0 | 0 | 0 | 0 | 0 | 0 | 0 | 0 | 0 | 0 | 0 | 0 | 0 | 0 | 0 | 0 | 0 | 0 | 0 | 0
| Natural gas |  |  |  | 0.21 | 0.21 | 0.21 | 0.21 | 0.21 | 0.21 | 0.21 | 0.21 | 0.21 | 0.21 | 0.21 | 0.21 | 0.21 | 0.21 | 0.21 | 0.21 | 0.21 | 0.21 | 0.21 | 0.21 | 0.21 | 0.21 | 0.21 | 0.21 | 0.21 | 0.21
| District heating |  |  |  | 0.14 | 0.14 | 0.14 | 0.14 | 0.14 | 0.14 | 0.14 | 0.14 | 0.14 | 0.14 | 0.14 | 0.14 | 0.14 | 0.14 | 0.14 | 0.14 | 0.14 | 0.14 | 0.14 | 0.14 | 0.14 | 0.14 | 0.14 | 0.14 | 0.14 | 0.14
| Gas/DH mix |  |  |  | 0.14 | 0.14 | 0.14 | 0.14 | 0.14 | 0.14 | 0.14 | 0.14 | 0.14 | 0.14 | 0.14 | 0.14 | 0.14 | 0.14 | 0.14 | 0.14 | 0.14 | 0.14 | 0.14 | 0.14 | 0.14 | 0.14 | 0.14 | 0.14 | 0.14 | 0.14
| Grid electricity |  |  |  | 0.52 | 0.5044 | 0.48927 | 0.47459 | 0.46035 | 0.44654 | 0.43315 | 0.42015 | 0.40755 | 0.39532 | 0.38346 | 0.37196 | 0.3608 | 0.34997 | 0.33947 | 0.32929 | 0.31941 | 0.30983 | 0.30053 | 0.29152 | 0.28277 | 0.27429 | 0.26606 | 0.25808 | 0.25034 | 0.24283
| User defined |  |  |  | 0 | 0 | 0 | 0 | 0 | 0 | 0 | 0 | 0 | 0 | 0 | 0 | 0 | 0 | 0 | 0 | 0 | 0 | 0 | 0 | 0 | 0 | 0 | 0 | 0 | 0
| Natural gas |  |  |  | 0.04 | 0.0424 | 0.044944 | 0.047641 | 0.050499 | 0.053529 | 0.056741 | 0.060145 | 0.063754 | 0.067579 | 0.071634 | 0.075932 | 0.080488 | 0.085317 | 0.090436 | 0.095862 | 0.10161 | 0.10771 | 0.11417 | 0.12102 | 0.12829 | 0.13598 | 0.14414 | 0.15279 | 0.16196 | 0.17167
| District heating |  |  |  | 0.02 | 0.0212 | 0.022472 | 0.02382 | 0.02525 | 0.026765 | 0.02837 | 0.030073 | 0.031877 | 0.03379 | 0.035817 | 0.037966 | 0.040244 | 0.042659 | 0.045218 | 0.047931 | 0.050807 | 0.053855 | 0.057087 | 0.060512 | 0.064143 | 0.067991 | 0.072071 | 0.076395 | 0.080979 | 0.085837
| Gas/DH mix |  |  |  | 0.0544 | 0.057664 | 0.061124 | 0.064791 | 0.068679 | 0.072799 | 0.077167 | 0.081797 | 0.086705 | 0.091908 | 0.097422 | 0.10327 | 0.10946 | 0.11603 | 0.12299 | 0.13037 | 0.1382 | 0.14649 | 0.15528 | 0.16459 | 0.17447 | 0.18494 | 0.19603 | 0.20779 | 0.22026 | 0.23348
| Grid electricity |  |  |  | 0.12 | 0.132 | 0.1452 | 0.15972 | 0.17569 | 0.19326 | 0.21259 | 0.23385 | 0.25723 | 0.28295 | 0.31125 | 0.34237 | 0.37661 | 0.41427 | 0.4557 | 0.50127 | 0.5514 | 0.60654 | 0.66719 | 0.73391 | 0.8073 | 0.88803 | 0.97683 | 1.0745 | 1.182 | 1.3002
| Inflation (%) |  |  |  | 1 | 1.02 | 1.0404 | 1.0612 | 1.0824 | 1.1041 | 1.1262 | 1.1487 | 1.1717 | 1.1951 | 1.219 | 1.2434 | 1.2682 | 1.2936 | 1.3195 | 1.3459 | 1.3728 | 1.4002 | 1.4282 | 1.4568 | 1.4859 | 1.5157 | 1.546 | 1.5769 | 1.6084 | 1.6406
| CO2e cost (£/kgCO2e) |  |  |  | 0.1 | 0.102 | 0.10404 | 0.10612 | 0.10824 | 0.11041 | 0.11262 | 0.11487 | 0.11717 | 0.11951 | 0.1219 | 0.12434 | 0.12682 | 0.12936 | 0.13195 | 0.13459 | 0.13728 | 0.14002 | 0.14282 | 0.14568 | 0.14859 | 0.15157 | 0.1546 | 0.15769 | 0.16084 | 0.16406
CURRENT (DO NOTHING)
| Energy source CO2e (CO2e/kWh) |  |  |  | 0.52 | 0.5044 | 0.48927 | 0.47459 | 0.46035 | 0.44654 | 0.43315 | 0.42015 | 0.40755 | 0.39532 | 0.38346 | 0.37196 | 0.3608 | 0.34997 | 0.33947 | 0.32929 | 0.31941 | 0.30983 | 0.30053 | 0.29152 | 0.28277 | 0.27429 | 0.26606 | 0.25808 | 0.25034 | 0.24283
| Energy source cost (£/kWh) |  |  |  | 0.12 | 0.132 | 0.1452 | 0.15972 | 0.17569 | 0.19326 | 0.21259 | 0.23385 | 0.25723 | 0.28295 | 0.31125 | 0.34237 | 0.37661 | 0.41427 | 0.4557 | 0.50127 | 0.5514 | 0.60654 | 0.66719 | 0.73391 | 0.8073 | 0.88803 | 0.97683 | 1.0745 | 1.182 | 1.3002
Embodied energy (kWh)
Recurring embodied energy (kWh)
| Operational energy (kWh) |  |  |  | 0 | 0 | 0 | 0 | 0 | 0 | 0 | 0 | 0 | 0 | 0 | 0 | 0 | 0 | 0 | 0 | 0 | 0 | 0 | 0 | 0 | 0 | 0 | 0 | 0 | 0
Embodied carbon (kWh)
Recurring embodied carbon (kWh)
| Operational carbon (kgCO2e) |  |  |  | 0 | 0 | 0 | 0 | 0 | 0 | 0 | 0 | 0 | 0 | 0 | 0 | 0 | 0 | 0 | 0 | 0 | 0 | 0 | 0 | 0 | 0 | 0 | 0 | 0 | 0
| Capital cost (£) |  |  |  | 0 | 0 | 0 | 0 | 0 | 0 | 0 | 0 | 0 | 0 | 0 | 0 | 0 | 0 | 0 | 0 | 0 | 0 | 0 | 0 | 0 | 0 | 0 | 0 | 0 | 0
| Opex minus revenue (£) |  |  |  | 0 | 0 | 0 | 0 | 0 | 0 | 0 | 0 | 0 | 0 | 0 | 0 | 0 | 0 | 0 | 0 | 0 | 0 | 0 | 0 | 0 | 0 | 0 | 0 | 0 | 0
| Energy cost (£) |  |  |  | 0 | 0 | 0 | 0 | 0 | 0 | 0 | 0 | 0 | 0 | 0 | 0 | 0 | 0 | 0 | 0 | 0 | 0 | 0 | 0 | 0 | 0 | 0 | 0 | 0 | 0
| Carbon cost (£) |  |  |  | 0 | 0 | 0 | 0 | 0 | 0 | 0 | 0 | 0 | 0 | 0 | 0 | 0 | 0 | 0 | 0 | 0 | 0 | 0 | 0 | 0 | 0 | 0 | 0 | 0 | 0
| Total cost (£) |  |  |  | 0 | 0 | 0 | 0 | 0 | 0 | 0 | 0 | 0 | 0 | 0 | 0 | 0 | 0 | 0 | 0 | 0 | 0 | 0 | 0 | 0 | 0 | 0 | 0 | 0 | 0
| DNS cumulative cost (£) |  |  |  | 0 | 0 | 0 | 0 | 0 | 0 | 0 | 0 | 0 | 0 | 0 | 0 | 0 | 0 | 0 | 0 | 0 | 0 | 0 | 0 | 0 | 0 | 0 | 0 | 0 | 0
| DNS net present value |  |  |  | 0 | 0 | 0 | 0 | 0 | 0 | 0 | 0 | 0 | 0 | 0 | 0 | 0 | 0 | 0 | 0 | 0 | 0 | 0 | 0 | 0 | 0 | 0 | 0 | 0 | 0
| DNS cumulative NPV (£) |  |  |  | 0 | 0 | 0 | 0 | 0 | 0 | 0 | 0 | 0 | 0 | 0 | 0 | 0 | 0 | 0 | 0 | 0 | 0 | 0 | 0 | 0 | 0 | 0 | 0 | 0 | 0
PREFERRED OPTION
| Energy source CO2e (CO2e/kWh) |  |  |  | 0.52 | 0.5044 | 0.48927 | 0.47459 | 0.46035 | 0.44654 | 0.43315 | 0.42015 | 0.40755 | 0.39532 | 0.38346 | 0.37196 | 0.3608 | 0.34997 | 0.33947 | 0.32929 | 0.31941 | 0.30983 | 0.30053 | 0.29152 | 0.28277 | 0.27429 | 0.26606 | 0.25808 | 0.25034 | 0.24283
| Energy source cost (£/kWh) |  |  |  | 0.12 | 0.132 | 0.1452 | 0.15972 | 0.17569 | 0.19326 | 0.21259 | 0.23385 | 0.25723 | 0.28295 | 0.31125 | 0.34237 | 0.37661 | 0.41427 | 0.4557 | 0.50127 | 0.5514 | 0.60654 | 0.66719 | 0.73391 | 0.8073 | 0.88803 | 0.97683 | 1.0745 | 1.182 | 1.3002
Embodied energy (kWh)
Recurring embodied energy (kWh)
| Operational energy (kWh) |  |  |  | 0 | 0 | 0 | 0 | 0 | 0 | 0 | 0 | 0 | 0 | 0 | 0 | 0 | 0 | 0 | 0 | 0 | 0 | 0 | 0 | 0 | 0 | 0 | 0 | 0 | 0
Embodied carbon (kWh)
Recurring embodied carbon (kWh)
| Operational carbon (kgCO2e) |  |  |  | 0 | 0 | 0 | 0 | 0 | 0 | 0 | 0 | 0 | 0 | 0 | 0 | 0 | 0 | 0 | 0 | 0 | 0 | 0 | 0 | 0 | 0 | 0 | 0 | 0 | 0
| Capital cost (£) |  |  |  | 0 | 0 | 0 | 0 | 0 | 0 | 0 | 0 | 0 | 0 | 0 | 0 | 0 | 0 | 0 | 0 | 0 | 0 | 0 | 0 | 0 | 0 | 0 | 0 | 0 | 0
| Opex minus revenue (£) |  |  |  | 0 | 0 | 0 | 0 | 0 | 0 | 0 | 0 | 0 | 0 | 0 | 0 | 0 | 0 | 0 | 0 | 0 | 0 | 0 | 0 | 0 | 0 | 0 | 0 | 0 | 0
| Energy cost (£) |  |  |  | 0 | 0 | 0 | 0 | 0 | 0 | 0 | 0 | 0 | 0 | 0 | 0 | 0 | 0 | 0 | 0 | 0 | 0 | 0 | 0 | 0 | 0 | 0 | 0 | 0 | 0
| Carbon cost (£) |  |  |  | 0 | 0 | 0 | 0 | 0 | 0 | 0 | 0 | 0 | 0 | 0 | 0 | 0 | 0 | 0 | 0 | 0 | 0 | 0 | 0 | 0 | 0 | 0 | 0 | 0 | 0
| Total cost (£) |  |  |  | 0 | 0 | 0 | 0 | 0 | 0 | 0 | 0 | 0 | 0 | 0 | 0 | 0 | 0 | 0 | 0 | 0 | 0 | 0 | 0 | 0 | 0 | 0 | 0 | 0 | 0
| Do something cumulative cost (£) |  |  |  | 0 | 0 | 0 | 0 | 0 | 0 | 0 | 0 | 0 | 0 | 0 | 0 | 0 | 0 | 0 | 0 | 0 | 0 | 0 | 0 | 0 | 0 | 0 | 0 | 0 | 0
| Net present value |  |  |  | 0 | 0 | 0 | 0 | 0 | 0 | 0 | 0 | 0 | 0 | 0 | 0 | 0 | 0 | 0 | 0 | 0 | 0 | 0 | 0 | 0 | 0 | 0 | 0 | 0 | 0
| Planned cumulative NPV (£) |  |  |  | 0 | 0 | 0 | 0 | 0 | 0 | 0 | 0 | 0 | 0 | 0 | 0 | 0 | 0 | 0 | 0 | 0 | 0 | 0 | 0 | 0 | 0 | 0 | 0 | 0 | 0
SECOND OPTION
| Energy source CO2e (CO2e/kWh) |  |  |  | 0.52 | 0.5044 | 0.48927 | 0.47459 | 0.46035 | 0.44654 | 0.43315 | 0.42015 | 0.40755 | 0.39532 | 0.38346 | 0.37196 | 0.3608 | 0.34997 | 0.33947 | 0.32929 | 0.31941 | 0.30983 | 0.30053 | 0.29152 | 0.28277 | 0.27429 | 0.26606 | 0.25808 | 0.25034 | 0.24283
| Energy source cost (£/kWh) |  |  |  | 0.12 | 0.132 | 0.1452 | 0.15972 | 0.17569 | 0.19326 | 0.21259 | 0.23385 | 0.25723 | 0.28295 | 0.31125 | 0.34237 | 0.37661 | 0.41427 | 0.4557 | 0.50127 | 0.5514 | 0.60654 | 0.66719 | 0.73391 | 0.8073 | 0.88803 | 0.97683 | 1.0745 | 1.182 | 1.3002
Embodied energy (kWh)
Recurring embodied energy (kWh)
| Operational energy (kWh) |  |  |  | 0 | 0 | 0 | 0 | 0 | 0 | 0 | 0 | 0 | 0 | 0 | 0 | 0 | 0 | 0 | 0 | 0 | 0 | 0 | 0 | 0 | 0 | 0 | 0 | 0 | 0
Embodied carbon (kWh)
Recurring embodied carbon (kWh)
| Operational carbon (kgCO2e) |  |  |  | 0 | 0 | 0 | 0 | 0 | 0 | 0 | 0 | 0 | 0 | 0 | 0 | 0 | 0 | 0 | 0 | 0 | 0 | 0 | 0 | 0 | 0 | 0 | 0 | 0 | 0
| Capital cost (£) |  |  |  | 0 | 0 | 0 | 0 | 0 | 0 | 0 | 0 | 0 | 0 | 0 | 0 | 0 | 0 | 0 | 0 | 0 | 0 | 0 | 0 | 0 | 0 | 0 | 0 | 0 | 0
| Opex minus revenue (£) |  |  |  | 0 | 0 | 0 | 0 | 0 | 0 | 0 | 0 | 0 | 0 | 0 | 0 | 0 | 0 | 0 | 0 | 0 | 0 | 0 | 0 | 0 | 0 | 0 | 0 | 0 | 0
| Energy cost (£) |  |  |  | 0 | 0 | 0 | 0 | 0 | 0 | 0 | 0 | 0 | 0 | 0 | 0 | 0 | 0 | 0 | 0 | 0 | 0 | 0 | 0 | 0 | 0 | 0 | 0 | 0 | 0
| Carbon cost (£) |  |  |  | 0 | 0 | 0 | 0 | 0 | 0 | 0 | 0 | 0 | 0 | 0 | 0 | 0 | 0 | 0 | 0 | 0 | 0 | 0 | 0 | 0 | 0 | 0 | 0 | 0 | 0
| Total cost (£) |  |  |  | 0 | 0 | 0 | 0 | 0 | 0 | 0 | 0 | 0 | 0 | 0 | 0 | 0 | 0 | 0 | 0 | 0 | 0 | 0 | 0 | 0 | 0 | 0 | 0 | 0 | 0
| Do something cumulative cost (£) |  |  |  | 0 | 0 | 0 | 0 | 0 | 0 | 0 | 0 | 0 | 0 | 0 | 0 | 0 | 0 | 0 | 0 | 0 | 0 | 0 | 0 | 0 | 0 | 0 | 0 | 0 | 0
| Net present value |  |  |  | 0 | 0 | 0 | 0 | 0 | 0 | 0 | 0 | 0 | 0 | 0 | 0 | 0 | 0 | 0 | 0 | 0 | 0 | 0 | 0 | 0 | 0 | 0 | 0 | 0 | 0
| Planned cumulative NPV (£) |  |  |  | 0 | 0 | 0 | 0 | 0 | 0 | 0 | 0 | 0 | 0 | 0 | 0 | 0 | 0 | 0 | 0 | 0 | 0 | 0 | 0 | 0 | 0 | 0 | 0 | 0 | 0
bespoke tool B
Use this tool if you have already know the energy savings of a proposed change. Enter the energy use of the options, select their energy source and define their costs. Two options can be compared against a ‘Current’ scenario i.e. the base case. The tool illustrates the cumulative net present value (NPV) for each option and automatically generates payback periods to help with the decision making process. Note: if you wish to group a series energy savings together use separate bespoke to tools for savings associated with different energy sources.
2.0:
BETA
© 2016 Expedition Engineering Ltd.
Note on K10: The 'Current' scenario should reflect a 'Do the Minimum' approach, addressing the costs required to maintain the current option. This could be expressed through higher maintenance costs and/or more frequent replacement costs, compared with the 'Preferred' and 'Second' options.
Note on S10: Net Present Value (NPV) is the difference between the present value of cash inflows and the present value of cash outflows. It takes into account capital costs, operational costs/revenues and also introduces the "time value of money", with the discounting of future net cash flows. Refer to the NPV in capital budgeting to analyse the profitability of a projected investment or project. Use the calculation to support the financial decision making, for example, when to replace an existing asset. Note: The graph plots NPV year after year, providing a better understanding of these cash flows.
Note on Q13: Percentage saving against 'Current' scenario
Note on I15: Note: Gas/DH mix defined for your building based on existing metered data.
Note on O15: Note: Gas/DH mix defined for your building based on existing metered data.
Note on J18: One off capital cost to occur at the time specified below. Note: For the 'Current' scenario, in most cases, this is likely to be left blank.
Note on P18: One off capital cost to occur at the time specified below. Note: For the 'Current' scenario, in most cases, this is likely to be left blank.
Note on J19: Capital cost to occur at this time. Note: The capital cost entered will be adjusted for inflation to reflect the year it occurs.
Note on P19: Capital cost to occur at this time. Note: The capital cost entered will be adjusted for inflation to reflect the year it occurs.
Note on J21: Operational costs (excluding energy costs) associated with the option. For example parts and labour for maintenance. Note: This cost will occur annually and is adjusted for inflation.
Note on P21: Operational costs (excluding energy costs) associated with the option. For example parts and labour for maintenance. Note: This cost will occur annually and is adjusted for inflation.
Note on J22: Operational revenues accrued from Feed in Tariffs (FIT), Renewable Heat Incentive (RHI) or similar. Note: Typically revenue would only be expected when the project is generating renewable energy.
Note on P22: Operational revenues accrued from Feed in Tariffs (FIT), Renewable Heat Incentive (RHI) or similar. Note: Typically revenue would only be expected when the project is generating renewable energy.
Note on J23: Periodic costs that occur at the replacement period defined below. For example, replacing a piece of equipment at its end of life. Note: A 'Replacement period' must be defined below for the replacement cost to occur.
Note on P23: Periodic costs that occur at the replacement period defined below. For example, replacing a piece of equipment at its end of life. Note: A 'Replacement period' must be defined below for the replacement cost to occur.
Note on J24: Replacement cost to occur at this frequency and from the time of change as defined above. Note: If 'Time until change' is left blank the replacement period will begin from year 0.
Note on P24: Replacement cost to occur at this frequency and from the time of change as defined above. Note: If 'Time until change' is left blank the replacement period will begin from year 0.
Note on Q31: Percentage saving against 'Current' scenario
Note on O33: Note: Gas/DH mix defined for your building based on existing metered data.
Note on P36: One off capital cost to occur at the time specified below. Note: For the 'Current' scenario, in most cases, this is likely to be left blank.
Note on P37: Capital cost to occur at this time. Note: The capital cost entered will be adjusted for inflation to reflect the year it occurs.
Note on P39: Operational costs (excluding energy costs) associated with the option. For example parts and labour for maintenance. Note: This cost will occur annually and is adjusted for inflation.
Note on P40: Operational revenues accrued from Feed in Tariffs (FIT), Renewable Heat Incentive (RHI) or similar. Note: Typically revenue would only be expected when the project is generating renewable energy.
Note on P41: Periodic costs that occur at the replacement period defined below. For example, replacing a piece of equipment at its end of life. Note: A 'Replacement period' must be defined below for the replacement cost to occur.
Note on P42: Replacement cost to occur at this frequency and from the time of change as defined above. Note: If 'Time until change' is left blank the replacement period will begin from year 0.

## SimpleBC
Building: | Done
1-19 Torrington Place
| CURRENT (DO THE MINIMUM) | [5 empty] | PREFERRED OPTION | [5 empty] | GRAPH OF CUMULATIVE NPV
| Energy use (kWh) |  |  | 0 | 0 |  | Energy use (kWh) |  |  | 0 | 0
[7 empty] | Percentage saving |  |  |  | #DIV/0!
| Energy source: |  | Grid electricity |  |  |  | Energy source: |  | Grid electricity
| Financial considerations | [5 empty] | Financial considerations
| Capital cost of change (£) |  |  | 0 | 0 |  | Capital cost of change (£) |  |  | 0 | 0
| Time until change (yrs) |  |  | 0 | 0 |  | Time until change (yrs) |  |  | 0 | 0
| Maintenance cost (£/year) |  |  | 0 | 0 |  | Maintenance cost (£/year) |  |  | 0 | 0
| Revenue e.g. FIT/RHI (£/year) |  |  | 0 | 0 |  | Revenue e.g. FIT/RHI (£/year) |  |  | 0 | 0
| Replacement cost (£) |  |  | 0 | 0 |  | Replacement cost (£) |  |  | 0 | 0
| Replacement period (yrs) |  |  | 0 | 0 |  | Replacement period (yrs) |  |  | 0 | 0
| DESCRIPTION OF PROPOSAL(S): | [5 empty] | SECOND OPTION
[7 empty] | Energy use (kWh) |  |  | 0 | 0
| Name: | < Name your initiative here > |  |  |  |  | Percentage saving |  |  |  | #DIV/0!
| < Describe the initiative in more detail here > | [5 empty] | Energy source: |  | Grid electricity
Financial considerations
[7 empty] | Capital cost of change (£) |  |  | 0 | 0
[7 empty] | Time until change (yrs) |  |  | 0 | 0
[7 empty] | Maintenance cost (£/year) |  |  | 0 | 0
[7 empty] | Revenue e.g. FIT/RHI (£/year) |  |  | 0 | 0
[7 empty] | Replacement cost (£) |  |  | 0 | 0 |  | PAYBACK
[7 empty] | Replacement period (yrs) |  |  | 0 | 0 |  | PREFFERED OPTION |  |  | #N/A | YEARS
[13 empty] | SECOND OPTION |  |  | #N/A | YEARS
[5 empty] | 0 | 1 | 2 | 3 | 4 | 5 | 6 | 7 | 8 | 9 | 10 | 11 | 12 | 13 | 14 | 15 | 16 | 17 | 18 | 19 | 20 | 21 | 22 | 23 | 24 | 25
| Year |  |  | 0 | 1 | 2 | 3 | 4 | 5 | 6 | 7 | 8 | 9 | 10 | 11 | 12 | 13 | 14 | 15 | 16 | 17 | 18 | 19 | 20 | 21 | 22 | 23 | 24 | 25 | 26
| Payback (Preferred Option) |  |  | #N/A | 0 | 0 | 0 | 0 | 0 | 0 | 0 | 0 | 0 | 0 | 0 | 0 | 0 | 0 | 0 | 0 | 0 | 0 | 0 | 0 | 0 | 0 | 0 | 0 | 0 | 0
| Payback (Second Option) |  |  | #N/A | 0 | 0 | 0 | 0 | 0 | 0 | 0 | 0 | 0 | 0 | 0 | 0 | 0 | 0 | 0 | 0 | 0 | 0 | 0 | 0 | 0 | 0 | 0 | 0 | 0 | 0
| User defined |  |  |  | 0 | 0 | 0 | 0 | 0 | 0 | 0 | 0 | 0 | 0 | 0 | 0 | 0 | 0 | 0 | 0 | 0 | 0 | 0 | 0 | 0 | 0 | 0 | 0 | 0 | 0
| Natural gas |  |  |  | 0.21 | 0.21 | 0.21 | 0.21 | 0.21 | 0.21 | 0.21 | 0.21 | 0.21 | 0.21 | 0.21 | 0.21 | 0.21 | 0.21 | 0.21 | 0.21 | 0.21 | 0.21 | 0.21 | 0.21 | 0.21 | 0.21 | 0.21 | 0.21 | 0.21 | 0.21
| District heating |  |  |  | 0.14 | 0.14 | 0.14 | 0.14 | 0.14 | 0.14 | 0.14 | 0.14 | 0.14 | 0.14 | 0.14 | 0.14 | 0.14 | 0.14 | 0.14 | 0.14 | 0.14 | 0.14 | 0.14 | 0.14 | 0.14 | 0.14 | 0.14 | 0.14 | 0.14 | 0.14
| Gas/DH mix |  |  |  | 0.14 | 0.14 | 0.14 | 0.14 | 0.14 | 0.14 | 0.14 | 0.14 | 0.14 | 0.14 | 0.14 | 0.14 | 0.14 | 0.14 | 0.14 | 0.14 | 0.14 | 0.14 | 0.14 | 0.14 | 0.14 | 0.14 | 0.14 | 0.14 | 0.14 | 0.14
| Grid electricity |  |  |  | 0.52 | 0.5044 | 0.48927 | 0.47459 | 0.46035 | 0.44654 | 0.43315 | 0.42015 | 0.40755 | 0.39532 | 0.38346 | 0.37196 | 0.3608 | 0.34997 | 0.33947 | 0.32929 | 0.31941 | 0.30983 | 0.30053 | 0.29152 | 0.28277 | 0.27429 | 0.26606 | 0.25808 | 0.25034 | 0.24283
| User defined |  |  |  | 0 | 0 | 0 | 0 | 0 | 0 | 0 | 0 | 0 | 0 | 0 | 0 | 0 | 0 | 0 | 0 | 0 | 0 | 0 | 0 | 0 | 0 | 0 | 0 | 0 | 0
| Natural gas |  |  |  | 0.04 | 0.0424 | 0.044944 | 0.047641 | 0.050499 | 0.053529 | 0.056741 | 0.060145 | 0.063754 | 0.067579 | 0.071634 | 0.075932 | 0.080488 | 0.085317 | 0.090436 | 0.095862 | 0.10161 | 0.10771 | 0.11417 | 0.12102 | 0.12829 | 0.13598 | 0.14414 | 0.15279 | 0.16196 | 0.17167
| District heating |  |  |  | 0.02 | 0.0212 | 0.022472 | 0.02382 | 0.02525 | 0.026765 | 0.02837 | 0.030073 | 0.031877 | 0.03379 | 0.035817 | 0.037966 | 0.040244 | 0.042659 | 0.045218 | 0.047931 | 0.050807 | 0.053855 | 0.057087 | 0.060512 | 0.064143 | 0.067991 | 0.072071 | 0.076395 | 0.080979 | 0.085837
| Gas/DH mix |  |  |  | 0.0544 | 0.057664 | 0.061124 | 0.064791 | 0.068679 | 0.072799 | 0.077167 | 0.081797 | 0.086705 | 0.091908 | 0.097422 | 0.10327 | 0.10946 | 0.11603 | 0.12299 | 0.13037 | 0.1382 | 0.14649 | 0.15528 | 0.16459 | 0.17447 | 0.18494 | 0.19603 | 0.20779 | 0.22026 | 0.23348
| Grid electricity |  |  |  | 0.12 | 0.132 | 0.1452 | 0.15972 | 0.17569 | 0.19326 | 0.21259 | 0.23385 | 0.25723 | 0.28295 | 0.31125 | 0.34237 | 0.37661 | 0.41427 | 0.4557 | 0.50127 | 0.5514 | 0.60654 | 0.66719 | 0.73391 | 0.8073 | 0.88803 | 0.97683 | 1.0745 | 1.182 | 1.3002
| Inflation (%) |  |  |  | 1 | 1.02 | 1.0404 | 1.0612 | 1.0824 | 1.1041 | 1.1262 | 1.1487 | 1.1717 | 1.1951 | 1.219 | 1.2434 | 1.2682 | 1.2936 | 1.3195 | 1.3459 | 1.3728 | 1.4002 | 1.4282 | 1.4568 | 1.4859 | 1.5157 | 1.546 | 1.5769 | 1.6084 | 1.6406
| CO2e cost (£/kgCO2e) |  |  |  | 0.1 | 0.102 | 0.10404 | 0.10612 | 0.10824 | 0.11041 | 0.11262 | 0.11487 | 0.11717 | 0.11951 | 0.1219 | 0.12434 | 0.12682 | 0.12936 | 0.13195 | 0.13459 | 0.13728 | 0.14002 | 0.14282 | 0.14568 | 0.14859 | 0.15157 | 0.1546 | 0.15769 | 0.16084 | 0.16406
CURRENT (DO NOTHING)
| Energy source CO2e (CO2e/kWh) |  |  |  | 0.52 | 0.5044 | 0.48927 | 0.47459 | 0.46035 | 0.44654 | 0.43315 | 0.42015 | 0.40755 | 0.39532 | 0.38346 | 0.37196 | 0.3608 | 0.34997 | 0.33947 | 0.32929 | 0.31941 | 0.30983 | 0.30053 | 0.29152 | 0.28277 | 0.27429 | 0.26606 | 0.25808 | 0.25034 | 0.24283
| Energy source cost (£/kWh) |  |  |  | 0.12 | 0.132 | 0.1452 | 0.15972 | 0.17569 | 0.19326 | 0.21259 | 0.23385 | 0.25723 | 0.28295 | 0.31125 | 0.34237 | 0.37661 | 0.41427 | 0.4557 | 0.50127 | 0.5514 | 0.60654 | 0.66719 | 0.73391 | 0.8073 | 0.88803 | 0.97683 | 1.0745 | 1.182 | 1.3002
Embodied energy (kWh)
Recurring embodied energy (kWh)
| Operational energy (kWh) |  |  |  | 0 | 0 | 0 | 0 | 0 | 0 | 0 | 0 | 0 | 0 | 0 | 0 | 0 | 0 | 0 | 0 | 0 | 0 | 0 | 0 | 0 | 0 | 0 | 0 | 0 | 0
Embodied carbon (kWh)
Recurring embodied carbon (kWh)
| Operational carbon (kgCO2e) |  |  |  | 0 | 0 | 0 | 0 | 0 | 0 | 0 | 0 | 0 | 0 | 0 | 0 | 0 | 0 | 0 | 0 | 0 | 0 | 0 | 0 | 0 | 0 | 0 | 0 | 0 | 0
| Capital cost (£) |  |  |  | 0 | 0 | 0 | 0 | 0 | 0 | 0 | 0 | 0 | 0 | 0 | 0 | 0 | 0 | 0 | 0 | 0 | 0 | 0 | 0 | 0 | 0 | 0 | 0 | 0 | 0
| Opex minus revenue (£) |  |  |  | 0 | 0 | 0 | 0 | 0 | 0 | 0 | 0 | 0 | 0 | 0 | 0 | 0 | 0 | 0 | 0 | 0 | 0 | 0 | 0 | 0 | 0 | 0 | 0 | 0 | 0
| Energy cost (£) |  |  |  | 0 | 0 | 0 | 0 | 0 | 0 | 0 | 0 | 0 | 0 | 0 | 0 | 0 | 0 | 0 | 0 | 0 | 0 | 0 | 0 | 0 | 0 | 0 | 0 | 0 | 0
| Carbon cost (£) |  |  |  | 0 | 0 | 0 | 0 | 0 | 0 | 0 | 0 | 0 | 0 | 0 | 0 | 0 | 0 | 0 | 0 | 0 | 0 | 0 | 0 | 0 | 0 | 0 | 0 | 0 | 0
| Total cost (£) |  |  |  | 0 | 0 | 0 | 0 | 0 | 0 | 0 | 0 | 0 | 0 | 0 | 0 | 0 | 0 | 0 | 0 | 0 | 0 | 0 | 0 | 0 | 0 | 0 | 0 | 0 | 0
| DNS cumulative cost (£) |  |  |  | 0 | 0 | 0 | 0 | 0 | 0 | 0 | 0 | 0 | 0 | 0 | 0 | 0 | 0 | 0 | 0 | 0 | 0 | 0 | 0 | 0 | 0 | 0 | 0 | 0 | 0
| DNS net present value |  |  |  | 0 | 0 | 0 | 0 | 0 | 0 | 0 | 0 | 0 | 0 | 0 | 0 | 0 | 0 | 0 | 0 | 0 | 0 | 0 | 0 | 0 | 0 | 0 | 0 | 0 | 0
| DNS cumulative NPV (£) |  |  |  | 0 | 0 | 0 | 0 | 0 | 0 | 0 | 0 | 0 | 0 | 0 | 0 | 0 | 0 | 0 | 0 | 0 | 0 | 0 | 0 | 0 | 0 | 0 | 0 | 0 | 0
PREFERRED OPTION
| Energy source CO2e (CO2e/kWh) |  |  |  | 0.52 | 0.5044 | 0.48927 | 0.47459 | 0.46035 | 0.44654 | 0.43315 | 0.42015 | 0.40755 | 0.39532 | 0.38346 | 0.37196 | 0.3608 | 0.34997 | 0.33947 | 0.32929 | 0.31941 | 0.30983 | 0.30053 | 0.29152 | 0.28277 | 0.27429 | 0.26606 | 0.25808 | 0.25034 | 0.24283
| Energy source cost (£/kWh) |  |  |  | 0.12 | 0.132 | 0.1452 | 0.15972 | 0.17569 | 0.19326 | 0.21259 | 0.23385 | 0.25723 | 0.28295 | 0.31125 | 0.34237 | 0.37661 | 0.41427 | 0.4557 | 0.50127 | 0.5514 | 0.60654 | 0.66719 | 0.73391 | 0.8073 | 0.88803 | 0.97683 | 1.0745 | 1.182 | 1.3002
Embodied energy (kWh)
Recurring embodied energy (kWh)
| Operational energy (kWh) |  |  |  | 0 | 0 | 0 | 0 | 0 | 0 | 0 | 0 | 0 | 0 | 0 | 0 | 0 | 0 | 0 | 0 | 0 | 0 | 0 | 0 | 0 | 0 | 0 | 0 | 0 | 0
Embodied carbon (kWh)
Recurring embodied carbon (kWh)
| Operational carbon (kgCO2e) |  |  |  | 0 | 0 | 0 | 0 | 0 | 0 | 0 | 0 | 0 | 0 | 0 | 0 | 0 | 0 | 0 | 0 | 0 | 0 | 0 | 0 | 0 | 0 | 0 | 0 | 0 | 0
| Capital cost (£) |  |  |  | 0 | 0 | 0 | 0 | 0 | 0 | 0 | 0 | 0 | 0 | 0 | 0 | 0 | 0 | 0 | 0 | 0 | 0 | 0 | 0 | 0 | 0 | 0 | 0 | 0 | 0
| Opex minus revenue (£) |  |  |  | 0 | 0 | 0 | 0 | 0 | 0 | 0 | 0 | 0 | 0 | 0 | 0 | 0 | 0 | 0 | 0 | 0 | 0 | 0 | 0 | 0 | 0 | 0 | 0 | 0 | 0
| Energy cost (£) |  |  |  | 0 | 0 | 0 | 0 | 0 | 0 | 0 | 0 | 0 | 0 | 0 | 0 | 0 | 0 | 0 | 0 | 0 | 0 | 0 | 0 | 0 | 0 | 0 | 0 | 0 | 0
| Carbon cost (£) |  |  |  | 0 | 0 | 0 | 0 | 0 | 0 | 0 | 0 | 0 | 0 | 0 | 0 | 0 | 0 | 0 | 0 | 0 | 0 | 0 | 0 | 0 | 0 | 0 | 0 | 0 | 0
| Total cost (£) |  |  |  | 0 | 0 | 0 | 0 | 0 | 0 | 0 | 0 | 0 | 0 | 0 | 0 | 0 | 0 | 0 | 0 | 0 | 0 | 0 | 0 | 0 | 0 | 0 | 0 | 0 | 0
| Do something cumulative cost (£) |  |  |  | 0 | 0 | 0 | 0 | 0 | 0 | 0 | 0 | 0 | 0 | 0 | 0 | 0 | 0 | 0 | 0 | 0 | 0 | 0 | 0 | 0 | 0 | 0 | 0 | 0 | 0
| Net present value |  |  |  | 0 | 0 | 0 | 0 | 0 | 0 | 0 | 0 | 0 | 0 | 0 | 0 | 0 | 0 | 0 | 0 | 0 | 0 | 0 | 0 | 0 | 0 | 0 | 0 | 0 | 0
| Planned cumulative NPV (£) |  |  |  | 0 | 0 | 0 | 0 | 0 | 0 | 0 | 0 | 0 | 0 | 0 | 0 | 0 | 0 | 0 | 0 | 0 | 0 | 0 | 0 | 0 | 0 | 0 | 0 | 0 | 0
SECOND OPTION
| Energy source CO2e (CO2e/kWh) |  |  |  | 0.52 | 0.5044 | 0.48927 | 0.47459 | 0.46035 | 0.44654 | 0.43315 | 0.42015 | 0.40755 | 0.39532 | 0.38346 | 0.37196 | 0.3608 | 0.34997 | 0.33947 | 0.32929 | 0.31941 | 0.30983 | 0.30053 | 0.29152 | 0.28277 | 0.27429 | 0.26606 | 0.25808 | 0.25034 | 0.24283
| Energy source cost (£/kWh) |  |  |  | 0.12 | 0.132 | 0.1452 | 0.15972 | 0.17569 | 0.19326 | 0.21259 | 0.23385 | 0.25723 | 0.28295 | 0.31125 | 0.34237 | 0.37661 | 0.41427 | 0.4557 | 0.50127 | 0.5514 | 0.60654 | 0.66719 | 0.73391 | 0.8073 | 0.88803 | 0.97683 | 1.0745 | 1.182 | 1.3002
Embodied energy (kWh)
Recurring embodied energy (kWh)
| Operational energy (kWh) |  |  |  | 0 | 0 | 0 | 0 | 0 | 0 | 0 | 0 | 0 | 0 | 0 | 0 | 0 | 0 | 0 | 0 | 0 | 0 | 0 | 0 | 0 | 0 | 0 | 0 | 0 | 0
Embodied carbon (kWh)
Recurring embodied carbon (kWh)
| Operational carbon (kgCO2e) |  |  |  | 0 | 0 | 0 | 0 | 0 | 0 | 0 | 0 | 0 | 0 | 0 | 0 | 0 | 0 | 0 | 0 | 0 | 0 | 0 | 0 | 0 | 0 | 0 | 0 | 0 | 0
| Capital cost (£) |  |  |  | 0 | 0 | 0 | 0 | 0 | 0 | 0 | 0 | 0 | 0 | 0 | 0 | 0 | 0 | 0 | 0 | 0 | 0 | 0 | 0 | 0 | 0 | 0 | 0 | 0 | 0
| Opex minus revenue (£) |  |  |  | 0 | 0 | 0 | 0 | 0 | 0 | 0 | 0 | 0 | 0 | 0 | 0 | 0 | 0 | 0 | 0 | 0 | 0 | 0 | 0 | 0 | 0 | 0 | 0 | 0 | 0
| Energy cost (£) |  |  |  | 0 | 0 | 0 | 0 | 0 | 0 | 0 | 0 | 0 | 0 | 0 | 0 | 0 | 0 | 0 | 0 | 0 | 0 | 0 | 0 | 0 | 0 | 0 | 0 | 0 | 0
| Carbon cost (£) |  |  |  | 0 | 0 | 0 | 0 | 0 | 0 | 0 | 0 | 0 | 0 | 0 | 0 | 0 | 0 | 0 | 0 | 0 | 0 | 0 | 0 | 0 | 0 | 0 | 0 | 0 | 0
| Total cost (£) |  |  |  | 0 | 0 | 0 | 0 | 0 | 0 | 0 | 0 | 0 | 0 | 0 | 0 | 0 | 0 | 0 | 0 | 0 | 0 | 0 | 0 | 0 | 0 | 0 | 0 | 0 | 0
| Do something cumulative cost (£) |  |  |  | 0 | 0 | 0 | 0 | 0 | 0 | 0 | 0 | 0 | 0 | 0 | 0 | 0 | 0 | 0 | 0 | 0 | 0 | 0 | 0 | 0 | 0 | 0 | 0 | 0 | 0
| Net present value |  |  |  | 0 | 0 | 0 | 0 | 0 | 0 | 0 | 0 | 0 | 0 | 0 | 0 | 0 | 0 | 0 | 0 | 0 | 0 | 0 | 0 | 0 | 0 | 0 | 0 | 0 | 0
| Planned cumulative NPV (£) |  |  |  | 0 | 0 | 0 | 0 | 0 | 0 | 0 | 0 | 0 | 0 | 0 | 0 | 0 | 0 | 0 | 0 | 0 | 0 | 0 | 0 | 0 | 0 | 0 | 0 | 0 | 0
bespoke tool C
Use this tool if you have already know the energy savings of a proposed change. Enter the energy use of the options, select their energy source and define their costs. Two options can be compared against a ‘Current’ scenario i.e. the base case. The tool illustrates the cumulative net present value (NPV) for each option and automatically generates payback periods to help with the decision making process. Note: if you wish to group a series energy savings together use separate bespoke to tools for savings associated with different energy sources.
2.0:
BETA
© 2016 Expedition Engineering Ltd.
Note on S10: Net Present Value (NPV) is the difference between the present value of cash inflows and the present value of cash outflows. It takes into account capital costs, operational costs/revenues and also introduces the "time value of money", with the discounting of future net cash flows. Refer to the NPV in capital budgeting to analyse the profitability of a projected investment or project. Use the calculation to support the financial decision making, for example, when to replace an existing asset. Note: The graph plots NPV year after year, providing a better understanding of these cash flows.
Note on J11: The 'Current' scenario should reflect a 'Do the Minimum' approach, addressing the costs required to maintain the current option. This could be expressed through higher maintenance costs and/or more frequent replacement costs, compared with the 'Preferred' and 'Second' options.
Note on Q13: Percentage saving against 'Current' scenario
Note on I15: Note: Gas/DH mix defined for your building based on existing metered data.
Note on O15: Note: Gas/DH mix defined for your building based on existing metered data.
Note on J18: One off capital cost to occur at the time specified below. Note: For the 'Current' scenario, in most cases, this is likely to be left blank.
Note on P18: One off capital cost to occur at the time specified below. Note: For the 'Current' scenario, in most cases, this is likely to be left blank.
Note on J19: Capital cost to occur at this time. Note: The capital cost entered will be adjusted for inflation to reflect the year it occurs.
Note on P19: Capital cost to occur at this time. Note: The capital cost entered will be adjusted for inflation to reflect the year it occurs.
Note on J21: Operational costs (excluding energy costs) associated with the option. For example parts and labour for maintenance. Note: This cost will occur annually and is adjusted for inflation.
Note on P21: Operational costs (excluding energy costs) associated with the option. For example parts and labour for maintenance. Note: This cost will occur annually and is adjusted for inflation.
Note on J22: Operational revenues accrued from Feed in Tariffs (FIT), Renewable Heat Incentive (RHI) or similar. Note: Typically revenue would only be expected when the project is generating renewable energy.
Note on P22: Operational revenues accrued from Feed in Tariffs (FIT), Renewable Heat Incentive (RHI) or similar. Note: Typically revenue would only be expected when the project is generating renewable energy.
Note on J23: Periodic costs that occur at the replacement period defined below. For example, replacing a piece of equipment at its end of life. Note: A 'Replacement period' must be defined below for the replacement cost to occur.
Note on P23: Periodic costs that occur at the replacement period defined below. For example, replacing a piece of equipment at its end of life. Note: A 'Replacement period' must be defined below for the replacement cost to occur.
Note on J24: Replacement cost to occur at this frequency and from the time of change as defined above. Note: If 'Time until change' is left blank the replacement period will begin from year 0.
Note on P24: Replacement cost to occur at this frequency and from the time of change as defined above. Note: If 'Time until change' is left blank the replacement period will begin from year 0.
Note on Q31: Percentage saving against 'Current' scenario
Note on O33: Note: Gas/DH mix defined for your building based on existing metered data.
Note on P36: One off capital cost to occur at the time specified below. Note: For the 'Current' scenario, in most cases, this is likely to be left blank.
Note on P37: Capital cost to occur at this time. Note: The capital cost entered will be adjusted for inflation to reflect the year it occurs.
Note on P39: Operational costs (excluding energy costs) associated with the option. For example parts and labour for maintenance. Note: This cost will occur annually and is adjusted for inflation.
Note on P40: Operational revenues accrued from Feed in Tariffs (FIT), Renewable Heat Incentive (RHI) or similar. Note: Typically revenue would only be expected when the project is generating renewable energy.
Note on P41: Periodic costs that occur at the replacement period defined below. For example, replacing a piece of equipment at its end of life. Note: A 'Replacement period' must be defined below for the replacement cost to occur.
Note on P42: Replacement cost to occur at this frequency and from the time of change as defined above. Note: If 'Time until change' is left blank the replacement period will begin from year 0.

## SimpleF
Building: | Done
1-19 Torrington Place
| CURRENT (DO THE MINIMUM) |  |  |  |  | PREFERRED OPTION | [5 empty] | GRAPH OF CUMULATIVE NPV | [5 empty] | SECOND OPTION
| Total space heating energy (kWh) |  | 1305164.6212 |  |  | Total space heating energy (kWh) |  |  | #DIV/0! | [8 empty] | Total space heating energy (kWh) |  |  | #DIV/0!
[6 empty] | Percentage saving |  |  | #DIV/0! | [8 empty] | Percentage saving |  |  | #DIV/0!
| Energy source: | District heating |  |  |  | Energy source: |  | District heating | [9 empty] | Energy source: |  | District heating
| Existing area of building fabric |  |  | m2 |  | Area of building fabric to be changed | [11 empty] | Areas of building fabric to be changed
| Window area of building (m²) |  | 0 | 0 | 0 | Window area changed (m²) |  |  | 0 | 0 | 0 | [6 empty] | Window area changed (m²) |  |  | 0 | 0 | 0
| Wall area of building (m²) |  | 0 | 0 | 0 | Wall area changed (m²) |  |  | 0 | 0 | 0 | [6 empty] | Wall area changed (m²) |  |  | 0 | 0 | 0
| Roof area of building (m²) |  | 0 | 0 | 0 | Roof area changed (m²) |  |  | 0 | 0 | 0 | [6 empty] | Roof area changed (m²) |  |  | 0 | 0 | 0
| Ground floor of building (m²) |  | 0 | 0 | 0 | Ground floor changed (m²) |  |  | 0 | 0 | 0 | [6 empty] | Ground floor changed (m²) |  |  | 0 | 0 | 0
| Storeys |  | 0 | 0 |  | Storeys |  |  | 0 | 0 | [7 empty] | Storeys |  |  | 0 | 0
| Storey height (m) |  | 0 | 0 |  | Storey height (m) |  |  | 0 | 0 | [7 empty] | Storey height (m) |  |  | 0 | 0
| Volume (m³) |  | 0 | 0 | 0 | Volume (m³) |  |  | 0 | 0 | 0 | [6 empty] | Volume (m³) |  |  | 0 | 0 | 0
| Existing building fabric type/ U-value (W/m2k) |  |  | W/m2k |  | Proposed building fabric type/ U-value (W/m2k) |  |  |  | W/m2k | [7 empty] | Proposed building fabric type/ U-value (W/m2k) |  |  |  | W/m2k
| Window U-value | User defined |  | 0 |  | Window U-value |  | User defined |  | 0 | [7 empty] | Window U-value |  | User defined |  | 0
| Wall U-value | User defined |  | 0 |  | Wall U-value |  | User defined |  | 0 | [7 empty] | Wall U-value |  | User defined |  | 0
| Roof U-value | User defined |  | 0 |  | Roof U-value |  | User defined |  | 0 | [7 empty] | Roof U-value |  | User defined |  | 0
| Floor U-value | User defined |  | 0 |  | Floor U-value |  | User defined |  | 0 | [7 empty] | Floor U-value |  | User defined |  | 0
| Existing air permeability (m3/h.m2@50Pa) |  |  | ACH |  | Proposed air permeability |  |  |  | ACH | [7 empty] | Proposed air permeability |  |  |  | ACH
| Infiltration rate: | User defined |  | 0 |  | Infiltration rate: |  | User defined |  | 0 | [7 empty] | Infiltration rate: |  | User defined |  | 0
| Financial considerations |  |  |  |  | Financial considerations | [11 empty] | Financial considerations
| Capital cost of change (£) |  | 0 | 0 |  | Capital cost of change (£) |  |  | 0 | 0 | [7 empty] | Capital cost of change (£) |  |  | 0 | 0
| Time until change (yrs) |  | 0 | 0 |  | Time until change (yrs) |  |  | 0 | 0 | [7 empty] | Time until change (yrs) |  |  | 0 | 0
| Maintenance cost (£/year) |  | 0 | 0 |  | Maintenance cost (£/year) |  |  | 0 | 0 | [7 empty] | Maintenance cost (£/year) |  |  | 0 | 0
PAYBACK
| Replacement cost (£) |  | 0 | 0 |  | Replacement cost (£) |  |  | 0 | 0 |  | PREFFERED OPTION |  |  | #N/A | YEARS |  | Replacement cost (£) |  |  | 0 | 0
| Replacement period (yrs) |  | 0 | 0 |  | Replacement period (yrs) |  |  | 0 | 0 |  | SECOND OPTION |  |  | #N/A | YEARS |  | Replacement period (yrs) |  |  | 0 | 0
| Est. space heating energy (kWh) |  | 0 |  |  | Est. space heating energy (kWh) |  |  | 0 | [8 empty] | Est. space heating energy (kWh) |  |  | 0
|  |  |  | 0 | 1 | 2 | 3 | 4 | 5 | 6 | 7 | 8 | 9 | 10 | 11 | 12 | 13 | 14 | 15 | 16 | 17 | 18 | 19 | 20 | 21 | 22 | 23 | 24 | 25
| Year |  |  | 1 | 2 | 3 | 4 | 5 | 6 | 7 | 8 | 9 | 10 | 11 | 12 | 13 | 14 | 15 | 16 | 17 | 18 | 19 | 20 | 21 | 22 | 23 | 24 | 25 | 26
| Payback (Preferred Option) |  | #N/A | #DIV/0! | #DIV/0! | #DIV/0! | #DIV/0! | #DIV/0! | #DIV/0! | #DIV/0! | #DIV/0! | #DIV/0! | #DIV/0! | #DIV/0! | #DIV/0! | #DIV/0! | #DIV/0! | #DIV/0! | #DIV/0! | #DIV/0! | #DIV/0! | #DIV/0! | #DIV/0! | #DIV/0! | #DIV/0! | #DIV/0! | #DIV/0! | #DIV/0! | #DIV/0!
| Payback (Second Option) |  | #N/A | #DIV/0! | #DIV/0! | #DIV/0! | #DIV/0! | #DIV/0! | #DIV/0! | #DIV/0! | #DIV/0! | #DIV/0! | #DIV/0! | #DIV/0! | #DIV/0! | #DIV/0! | #DIV/0! | #DIV/0! | #DIV/0! | #DIV/0! | #DIV/0! | #DIV/0! | #DIV/0! | #DIV/0! | #DIV/0! | #DIV/0! | #DIV/0! | #DIV/0! | #DIV/0!
| User defined |  |  | 0 | 0 | 0 | 0 | 0 | 0 | 0 | 0 | 0 | 0 | 0 | 0 | 0 | 0 | 0 | 0 | 0 | 0 | 0 | 0 | 0 | 0 | 0 | 0 | 0 | 0
| Natural gas |  |  | 0.21 | 0.21 | 0.21 | 0.21 | 0.21 | 0.21 | 0.21 | 0.21 | 0.21 | 0.21 | 0.21 | 0.21 | 0.21 | 0.21 | 0.21 | 0.21 | 0.21 | 0.21 | 0.21 | 0.21 | 0.21 | 0.21 | 0.21 | 0.21 | 0.21 | 0.21
| District heating |  |  | 0.14 | 0.14 | 0.14 | 0.14 | 0.14 | 0.14 | 0.14 | 0.14 | 0.14 | 0.14 | 0.14 | 0.14 | 0.14 | 0.14 | 0.14 | 0.14 | 0.14 | 0.14 | 0.14 | 0.14 | 0.14 | 0.14 | 0.14 | 0.14 | 0.14 | 0.14
| Gas/DH mix |  |  | 0.14 | 0.14 | 0.14 | 0.14 | 0.14 | 0.14 | 0.14 | 0.14 | 0.14 | 0.14 | 0.14 | 0.14 | 0.14 | 0.14 | 0.14 | 0.14 | 0.14 | 0.14 | 0.14 | 0.14 | 0.14 | 0.14 | 0.14 | 0.14 | 0.14 | 0.14
| Grid electricity |  |  | 0.52 | 0.5044 | 0.48927 | 0.47459 | 0.46035 | 0.44654 | 0.43315 | 0.42015 | 0.40755 | 0.39532 | 0.38346 | 0.37196 | 0.3608 | 0.34997 | 0.33947 | 0.32929 | 0.31941 | 0.30983 | 0.30053 | 0.29152 | 0.28277 | 0.27429 | 0.26606 | 0.25808 | 0.25034 | 0.24283
| User defined |  |  | 0 | 0 | 0 | 0 | 0 | 0 | 0 | 0 | 0 | 0 | 0 | 0 | 0 | 0 | 0 | 0 | 0 | 0 | 0 | 0 | 0 | 0 | 0 | 0 | 0 | 0
| Natural gas |  |  | 0.04 | 0.0424 | 0.044944 | 0.047641 | 0.050499 | 0.053529 | 0.056741 | 0.060145 | 0.063754 | 0.067579 | 0.071634 | 0.075932 | 0.080488 | 0.085317 | 0.090436 | 0.095862 | 0.10161 | 0.10771 | 0.11417 | 0.12102 | 0.12829 | 0.13598 | 0.14414 | 0.15279 | 0.16196 | 0.17167
| District heating |  |  | 0.02 | 0.0212 | 0.022472 | 0.02382 | 0.02525 | 0.026765 | 0.02837 | 0.030073 | 0.031877 | 0.03379 | 0.035817 | 0.037966 | 0.040244 | 0.042659 | 0.045218 | 0.047931 | 0.050807 | 0.053855 | 0.057087 | 0.060512 | 0.064143 | 0.067991 | 0.072071 | 0.076395 | 0.080979 | 0.085837
| Gas/DH mix |  |  | 0.0544 | 0.057664 | 0.061124 | 0.064791 | 0.068679 | 0.072799 | 0.077167 | 0.081797 | 0.086705 | 0.091908 | 0.097422 | 0.10327 | 0.10946 | 0.11603 | 0.12299 | 0.13037 | 0.1382 | 0.14649 | 0.15528 | 0.16459 | 0.17447 | 0.18494 | 0.19603 | 0.20779 | 0.22026 | 0.23348
| Grid electricity |  |  | 0.12 | 0.132 | 0.1452 | 0.15972 | 0.17569 | 0.19326 | 0.21259 | 0.23385 | 0.25723 | 0.28295 | 0.31125 | 0.34237 | 0.37661 | 0.41427 | 0.4557 | 0.50127 | 0.5514 | 0.60654 | 0.66719 | 0.73391 | 0.8073 | 0.88803 | 0.97683 | 1.0745 | 1.182 | 1.3002
| Inflation (%) |  |  | 1 | 1.02 | 1.0404 | 1.0612 | 1.0824 | 1.1041 | 1.1262 | 1.1487 | 1.1717 | 1.1951 | 1.219 | 1.2434 | 1.2682 | 1.2936 | 1.3195 | 1.3459 | 1.3728 | 1.4002 | 1.4282 | 1.4568 | 1.4859 | 1.5157 | 1.546 | 1.5769 | 1.6084 | 1.6406
| CO2e cost (£/kgCO2e) |  |  | 0.1 | 0.102 | 0.10404 | 0.10612 | 0.10824 | 0.11041 | 0.11262 | 0.11487 | 0.11717 | 0.11951 | 0.1219 | 0.12434 | 0.12682 | 0.12936 | 0.13195 | 0.13459 | 0.13728 | 0.14002 | 0.14282 | 0.14568 | 0.14859 | 0.15157 | 0.1546 | 0.15769 | 0.16084 | 0.16406
CURRENT (DO NOTHING)
| Energy source CO2e (CO2e/kWh) |  |  | 0.14 | 0.14 | 0.14 | 0.14 | 0.14 | 0.14 | 0.14 | 0.14 | 0.14 | 0.14 | 0.14 | 0.14 | 0.14 | 0.14 | 0.14 | 0.14 | 0.14 | 0.14 | 0.14 | 0.14 | 0.14 | 0.14 | 0.14 | 0.14 | 0.14 | 0.14
| Energy source cost (£/kWh) |  |  | 0.02 | 0.0212 | 0.022472 | 0.02382 | 0.02525 | 0.026765 | 0.02837 | 0.030073 | 0.031877 | 0.03379 | 0.035817 | 0.037966 | 0.040244 | 0.042659 | 0.045218 | 0.047931 | 0.050807 | 0.053855 | 0.057087 | 0.060512 | 0.064143 | 0.067991 | 0.072071 | 0.076395 | 0.080979 | 0.085837
Embodied energy (kWh)
Recurring embodied energy (kWh)
| Operational energy (kWh) |  |  | 1305164.6212 | 1305164.6212 | 1305164.6212 | 1305164.6212 | 1305164.6212 | 1305164.6212 | 1305164.6212 | 1305164.6212 | 1305164.6212 | 1305164.6212 | 1305164.6212 | 1305164.6212 | 1305164.6212 | 1305164.6212 | 1305164.6212 | 1305164.6212 | 1305164.6212 | 1305164.6212 | 1305164.6212 | 1305164.6212 | 1305164.6212 | 1305164.6212 | 1305164.6212 | 1305164.6212 | 1305164.6212 | 1305164.6212
Embodied carbon (kWh)
Recurring embodied carbon (kWh)
| Operational carbon (kgCO2e) |  |  | 182723.047 | 182723.047 | 182723.047 | 182723.047 | 182723.047 | 182723.047 | 182723.047 | 182723.047 | 182723.047 | 182723.047 | 182723.047 | 182723.047 | 182723.047 | 182723.047 | 182723.047 | 182723.047 | 182723.047 | 182723.047 | 182723.047 | 182723.047 | 182723.047 | 182723.047 | 182723.047 | 182723.047 | 182723.047 | 182723.047
| Capital cost (£) |  |  | 0 | 0 | 0 | 0 | 0 | 0 | 0 | 0 | 0 | 0 | 0 | 0 | 0 | 0 | 0 | 0 | 0 | 0 | 0 | 0 | 0 | 0 | 0 | 0 | 0 | 0
| Recurring costs (£) |  |  | 0 | 0 | 0 | 0 | 0 | 0 | 0 | 0 | 0 | 0 | 0 | 0 | 0 | 0 | 0 | 0 | 0 | 0 | 0 | 0 | 0 | 0 | 0 | 0 | 0 | 0
| Energy cost (£) |  |  | 26103.2924 | 27669.49 | 29329.6594 | 31089.4389 | 32954.8053 | 34932.0936 | 37028.0192 | 39249.7003 | 41604.6824 | 44100.9633 | 46747.0211 | 49551.8424 | 52524.9529 | 55676.4501 | 59017.0371 | 62558.0593 | 66311.5429 | 70290.2355 | 74507.6496 | 78978.1086 | 83716.7951 | 88739.8028 | 94064.1909 | 99708.0424 | 105690.5249 | 112031.9564
| Carbon cost (£) |  |  | 18272.3047 | 18637.7508 | 19010.5058 | 19390.7159 | 19778.5302 | 20174.1008 | 20577.5829 | 20989.1345 | 21408.9172 | 21837.0956 | 22273.8375 | 22719.3142 | 23173.7005 | 23637.1745 | 24109.918 | 24592.1164 | 25083.9587 | 25585.6379 | 26097.3506 | 26619.2976 | 27151.6836 | 27694.7173 | 28248.6116 | 28813.5838 | 29389.8555 | 29977.6526
| Total cost (£) |  |  | 44375.5971 | 46307.2408 | 48340.1652 | 50480.1549 | 52733.3355 | 55106.1944 | 57605.6021 | 60238.8349 | 63013.5996 | 65938.0589 | 69020.8586 | 72271.1566 | 75698.6534 | 79313.6246 | 83126.9551 | 87150.1757 | 91395.5016 | 95875.8733 | 100605.0002 | 105597.4062 | 110868.4787 | 116434.52 | 122312.8025 | 128521.6262 | 135080.3805 | 142009.6091
| Do nothing cumulative cost (£) |  |  | 44375.5971 | 90682.8379 | 139023.0031 | 189503.1579 | 242236.4934 | 297342.6878 | 354948.2899 | 415187.1248 | 478200.7244 | 544138.7832 | 613159.6418 | 685430.7984 | 761129.4518 | 840443.0764 | 923570.0315 | 1010720.2072 | 1102115.7088 | 1197991.5821 | 1298596.5823 | 1404193.9885 | 1515062.4672 | 1631496.9872 | 1753809.7898 | 1882331.416 | 2017411.7965 | 2159421.4055
| Net present value |  |  | 44375.5971 | 44741.2954 | 45126.0614 | 45530.2075 | 45954.0554 | 46397.937 | 46862.1944 | 47347.1797 | 47853.2557 | 48380.796 | 48930.1852 | 49501.8189 | 50096.1045 | 50713.461 | 51354.3191 | 52019.1223 | 52708.3261 | 53422.399 | 54161.8226 | 54927.0917 | 55718.715 | 56537.215 | 57383.1285 | 58257.0068 | 59159.4163 | 60090.9385
| DNS cumulative NPV (£) |  |  | 44375.5971 | 89116.8925 | 134242.954 | 179773.1614 | 225727.2168 | 272125.1538 | 318987.3482 | 366334.5279 | 414187.7837 | 462568.5797 | 511498.7649 | 561000.5838 | 611096.6883 | 661810.1493 | 713164.4684 | 765183.5907 | 817891.9168 | 871314.3158 | 925476.1383 | 980403.23 | 1036121.9451 | 1092659.1601 | 1150042.2885 | 1208299.2953 | 1267458.7116 | 1327549.6501
PREFERRED OPTION
| Energy source CO2e (CO2e/kWh) |  |  | 0.14 | 0.14 | 0.14 | 0.14 | 0.14 | 0.14 | 0.14 | 0.14 | 0.14 | 0.14 | 0.14 | 0.14 | 0.14 | 0.14 | 0.14 | 0.14 | 0.14 | 0.14 | 0.14 | 0.14 | 0.14 | 0.14 | 0.14 | 0.14 | 0.14 | 0.14
| Energy source cost (£/kWh) |  |  | 0.02 | 0.0212 | 0.022472 | 0.02382 | 0.02525 | 0.026765 | 0.02837 | 0.030073 | 0.031877 | 0.03379 | 0.035817 | 0.037966 | 0.040244 | 0.042659 | 0.045218 | 0.047931 | 0.050807 | 0.053855 | 0.057087 | 0.060512 | 0.064143 | 0.067991 | 0.072071 | 0.076395 | 0.080979 | 0.085837
Embodied energy (kWh)
Recurring embodied energy (kWh)
| Operational energy (kWh) |  |  | #DIV/0! | #DIV/0! | #DIV/0! | #DIV/0! | #DIV/0! | #DIV/0! | #DIV/0! | #DIV/0! | #DIV/0! | #DIV/0! | #DIV/0! | #DIV/0! | #DIV/0! | #DIV/0! | #DIV/0! | #DIV/0! | #DIV/0! | #DIV/0! | #DIV/0! | #DIV/0! | #DIV/0! | #DIV/0! | #DIV/0! | #DIV/0! | #DIV/0! | #DIV/0!
Embodied carbon (kWh)
Recurring embodied carbon (kWh)
| Operational carbon (kgCO2e) |  |  | #DIV/0! | #DIV/0! | #DIV/0! | #DIV/0! | #DIV/0! | #DIV/0! | #DIV/0! | #DIV/0! | #DIV/0! | #DIV/0! | #DIV/0! | #DIV/0! | #DIV/0! | #DIV/0! | #DIV/0! | #DIV/0! | #DIV/0! | #DIV/0! | #DIV/0! | #DIV/0! | #DIV/0! | #DIV/0! | #DIV/0! | #DIV/0! | #DIV/0! | #DIV/0!
| Capital cost (£) |  |  | 0 | 0 | 0 | 0 | 0 | 0 | 0 | 0 | 0 | 0 | 0 | 0 | 0 | 0 | 0 | 0 | 0 | 0 | 0 | 0 | 0 | 0 | 0 | 0 | 0 | 0
| Recurring costs (£) |  |  | 0 | 0 | 0 | 0 | 0 | 0 | 0 | 0 | 0 | 0 | 0 | 0 | 0 | 0 | 0 | 0 | 0 | 0 | 0 | 0 | 0 | 0 | 0 | 0 | 0 | 0
| Energy cost (£) |  |  | #DIV/0! | #DIV/0! | #DIV/0! | #DIV/0! | #DIV/0! | #DIV/0! | #DIV/0! | #DIV/0! | #DIV/0! | #DIV/0! | #DIV/0! | #DIV/0! | #DIV/0! | #DIV/0! | #DIV/0! | #DIV/0! | #DIV/0! | #DIV/0! | #DIV/0! | #DIV/0! | #DIV/0! | #DIV/0! | #DIV/0! | #DIV/0! | #DIV/0! | #DIV/0!
| Carbon cost (£) |  |  | #DIV/0! | #DIV/0! | #DIV/0! | #DIV/0! | #DIV/0! | #DIV/0! | #DIV/0! | #DIV/0! | #DIV/0! | #DIV/0! | #DIV/0! | #DIV/0! | #DIV/0! | #DIV/0! | #DIV/0! | #DIV/0! | #DIV/0! | #DIV/0! | #DIV/0! | #DIV/0! | #DIV/0! | #DIV/0! | #DIV/0! | #DIV/0! | #DIV/0! | #DIV/0!
| Total cost (£) |  |  | #DIV/0! | #DIV/0! | #DIV/0! | #DIV/0! | #DIV/0! | #DIV/0! | #DIV/0! | #DIV/0! | #DIV/0! | #DIV/0! | #DIV/0! | #DIV/0! | #DIV/0! | #DIV/0! | #DIV/0! | #DIV/0! | #DIV/0! | #DIV/0! | #DIV/0! | #DIV/0! | #DIV/0! | #DIV/0! | #DIV/0! | #DIV/0! | #DIV/0! | #DIV/0!
| Do something cumulative cost (£) |  |  | #DIV/0! | #DIV/0! | #DIV/0! | #DIV/0! | #DIV/0! | #DIV/0! | #DIV/0! | #DIV/0! | #DIV/0! | #DIV/0! | #DIV/0! | #DIV/0! | #DIV/0! | #DIV/0! | #DIV/0! | #DIV/0! | #DIV/0! | #DIV/0! | #DIV/0! | #DIV/0! | #DIV/0! | #DIV/0! | #DIV/0! | #DIV/0! | #DIV/0! | #DIV/0!
| Net present value |  |  | #DIV/0! | #DIV/0! | #DIV/0! | #DIV/0! | #DIV/0! | #DIV/0! | #DIV/0! | #DIV/0! | #DIV/0! | #DIV/0! | #DIV/0! | #DIV/0! | #DIV/0! | #DIV/0! | #DIV/0! | #DIV/0! | #DIV/0! | #DIV/0! | #DIV/0! | #DIV/0! | #DIV/0! | #DIV/0! | #DIV/0! | #DIV/0! | #DIV/0! | #DIV/0!
| UDS cumulative NPV (£) |  |  | #DIV/0! | #DIV/0! | #DIV/0! | #DIV/0! | #DIV/0! | #DIV/0! | #DIV/0! | #DIV/0! | #DIV/0! | #DIV/0! | #DIV/0! | #DIV/0! | #DIV/0! | #DIV/0! | #DIV/0! | #DIV/0! | #DIV/0! | #DIV/0! | #DIV/0! | #DIV/0! | #DIV/0! | #DIV/0! | #DIV/0! | #DIV/0! | #DIV/0! | #DIV/0!
SECOND OPTION
| Energy source CO2e (CO2e/kWh) |  |  | 0.14 | 0.14 | 0.14 | 0.14 | 0.14 | 0.14 | 0.14 | 0.14 | 0.14 | 0.14 | 0.14 | 0.14 | 0.14 | 0.14 | 0.14 | 0.14 | 0.14 | 0.14 | 0.14 | 0.14 | 0.14 | 0.14 | 0.14 | 0.14 | 0.14 | 0.14
| Energy source cost (£/kWh) |  |  | 0.02 | 0.0212 | 0.022472 | 0.02382 | 0.02525 | 0.026765 | 0.02837 | 0.030073 | 0.031877 | 0.03379 | 0.035817 | 0.037966 | 0.040244 | 0.042659 | 0.045218 | 0.047931 | 0.050807 | 0.053855 | 0.057087 | 0.060512 | 0.064143 | 0.067991 | 0.072071 | 0.076395 | 0.080979 | 0.085837
Embodied energy (kWh)
Recurring embodied energy (kWh)
| Operational energy (kWh) |  |  | #DIV/0! | #DIV/0! | #DIV/0! | #DIV/0! | #DIV/0! | #DIV/0! | #DIV/0! | #DIV/0! | #DIV/0! | #DIV/0! | #DIV/0! | #DIV/0! | #DIV/0! | #DIV/0! | #DIV/0! | #DIV/0! | #DIV/0! | #DIV/0! | #DIV/0! | #DIV/0! | #DIV/0! | #DIV/0! | #DIV/0! | #DIV/0! | #DIV/0! | #DIV/0!
Embodied carbon (kWh)
Recurring embodied carbon (kWh)
| Operational carbon (kgCO2e) |  |  | #DIV/0! | #DIV/0! | #DIV/0! | #DIV/0! | #DIV/0! | #DIV/0! | #DIV/0! | #DIV/0! | #DIV/0! | #DIV/0! | #DIV/0! | #DIV/0! | #DIV/0! | #DIV/0! | #DIV/0! | #DIV/0! | #DIV/0! | #DIV/0! | #DIV/0! | #DIV/0! | #DIV/0! | #DIV/0! | #DIV/0! | #DIV/0! | #DIV/0! | #DIV/0!
| Capital cost (£) |  |  | 0 | 0 | 0 | 0 | 0 | 0 | 0 | 0 | 0 | 0 | 0 | 0 | 0 | 0 | 0 | 0 | 0 | 0 | 0 | 0 | 0 | 0 | 0 | 0 | 0 | 0
| Recurring costs (£) |  |  | 0 | 0 | 0 | 0 | 0 | 0 | 0 | 0 | 0 | 0 | 0 | 0 | 0 | 0 | 0 | 0 | 0 | 0 | 0 | 0 | 0 | 0 | 0 | 0 | 0 | 0
| Energy cost (£) |  |  | #DIV/0! | #DIV/0! | #DIV/0! | #DIV/0! | #DIV/0! | #DIV/0! | #DIV/0! | #DIV/0! | #DIV/0! | #DIV/0! | #DIV/0! | #DIV/0! | #DIV/0! | #DIV/0! | #DIV/0! | #DIV/0! | #DIV/0! | #DIV/0! | #DIV/0! | #DIV/0! | #DIV/0! | #DIV/0! | #DIV/0! | #DIV/0! | #DIV/0! | #DIV/0!
| Carbon cost (£) |  |  | #DIV/0! | #DIV/0! | #DIV/0! | #DIV/0! | #DIV/0! | #DIV/0! | #DIV/0! | #DIV/0! | #DIV/0! | #DIV/0! | #DIV/0! | #DIV/0! | #DIV/0! | #DIV/0! | #DIV/0! | #DIV/0! | #DIV/0! | #DIV/0! | #DIV/0! | #DIV/0! | #DIV/0! | #DIV/0! | #DIV/0! | #DIV/0! | #DIV/0! | #DIV/0!
| Total cost (£) |  |  | #DIV/0! | #DIV/0! | #DIV/0! | #DIV/0! | #DIV/0! | #DIV/0! | #DIV/0! | #DIV/0! | #DIV/0! | #DIV/0! | #DIV/0! | #DIV/0! | #DIV/0! | #DIV/0! | #DIV/0! | #DIV/0! | #DIV/0! | #DIV/0! | #DIV/0! | #DIV/0! | #DIV/0! | #DIV/0! | #DIV/0! | #DIV/0! | #DIV/0! | #DIV/0!
| BCS cumulative cost (£) |  |  | #DIV/0! | #DIV/0! | #DIV/0! | #DIV/0! | #DIV/0! | #DIV/0! | #DIV/0! | #DIV/0! | #DIV/0! | #DIV/0! | #DIV/0! | #DIV/0! | #DIV/0! | #DIV/0! | #DIV/0! | #DIV/0! | #DIV/0! | #DIV/0! | #DIV/0! | #DIV/0! | #DIV/0! | #DIV/0! | #DIV/0! | #DIV/0! | #DIV/0! | #DIV/0!
| Net present value |  |  | #DIV/0! | #DIV/0! | #DIV/0! | #DIV/0! | #DIV/0! | #DIV/0! | #DIV/0! | #DIV/0! | #DIV/0! | #DIV/0! | #DIV/0! | #DIV/0! | #DIV/0! | #DIV/0! | #DIV/0! | #DIV/0! | #DIV/0! | #DIV/0! | #DIV/0! | #DIV/0! | #DIV/0! | #DIV/0! | #DIV/0! | #DIV/0! | #DIV/0! | #DIV/0!
| BCS cumulative NPV (£) |  |  | #DIV/0! | #DIV/0! | #DIV/0! | #DIV/0! | #DIV/0! | #DIV/0! | #DIV/0! | #DIV/0! | #DIV/0! | #DIV/0! | #DIV/0! | #DIV/0! | #DIV/0! | #DIV/0! | #DIV/0! | #DIV/0! | #DIV/0! | #DIV/0! | #DIV/0! | #DIV/0! | #DIV/0! | #DIV/0! | #DIV/0! | #DIV/0! | #DIV/0! | #DIV/0!
building fabric tool
2.1:
Use this tool to make changes to building U-values and/or air tightness. Enter existing areas of building fabric for all components even for those you are not planning on changing. Enter the U-value for each building element or use the handy drop down menus to select typical construction types. Define the areas of the building fabric you are proposing to change (this can be the total existing fabric area or part of it) and enter the proposed U-value. Define air permeability before and after your changes and enter costs for the total works.
BETA
© 2016 Expedition Engineering Ltd.
Note on S10: Net Present Value (NPV) is the difference between the present value of cash inflows and the present value of cash outflows. It takes into account capital costs, operational costs/revenues and also introduces the "time value of money", with the discounting of future net cash flows. Refer to the NPV in capital budgeting to analyse the profitability of a projected investment or project. Use the calculation to support the financial decision making, for example, when to replace an existing asset. Note: The graph plots NPV year after year, providing a better understanding of these cash flows.
Note on J11: Whole building heating consumption as defined from the energy split of metered data in Step 1.
Note on P11: Metered data adjusted, according to relative percentage saving estimated below.
Note on AB11: Metered data adjusted, according to relative percentage saving estimated below.
Note on P13: Relative percentage saving based on theoretical energy modelling comparing the 'Current' and 'Preferred Option'.
Note on AB13: Relative percentage saving based on theoretical energy modelling comparing the 'Current' and 'Second Option'.
Note on J17: Enter existing areas of building fabric for all components even for those you are not planning on changing.
Note on P17: Inputs left blank will use areas from the 'Current' option.
Note on AB17: Inputs left blank will use areas from the 'Current' option.
Note on P18: Check total window and wall area do not exceed the 'Current' option.
Note on AB18: Check total window and wall area do not exceed the 'Current' option.
Note on P19: Check total window and wall area do not exceed the 'Current' option.
Note on AB19: Check total window and wall area do not exceed the 'Current' option.
Note on P20: Check roof area does not exceed the 'Current' option.
Note on AB20: Check roof area does not exceed the 'Current' option.
Note on P21: Check ground floor area does not exceed the 'Current' option.
Note on AB21: Check ground floor area does not exceed the 'Current' option.
Note on K27: Corresponding U-values for building fabric type selections.
Note on Q27: Corresponding U-values for building fabric type selections.
Note on AC27: Corresponding U-values for building fabric type selections.
Note on I28: Select 'user defined' and enter the window U-value or select a predefined construction type.
Note on O28: Select 'user defined' and enter the window U-value or select a predefined construction type.
Note on AA28: Select 'user defined' and enter the window U-value or select a predefined construction type.
Note on I29: Select 'user defined' and enter the external wall U-value or select a predefined construction type.
Note on O29: Select 'user defined' and enter the external wall U-value or select a predefined construction type.
Note on AA29: Select 'user defined' and enter the external wall U-value or select a predefined construction type.
Note on I30: Select 'user defined' and enter the roof U-value or select a predefined construction type.
Note on O30: Select 'user defined' and enter the roof U-value or select a predefined construction type.
Note on AA30: Select 'user defined' and enter the roof U-value or select a predefined construction type.
Note on I31: Select 'user defined' and enter the ground floor U-value or select a predefined construction type.
Note on O31: Select 'user defined' and enter the ground floor U-value or select a predefined construction type.
Note on AA31: Select 'user defined' and enter the ground floor U-value or select a predefined construction type.
Note on O33: Use this to reflect improvements from sealing up openings and gaps around the building.
Note on AA33: Use this to reflect improvements from sealing up openings and gaps around the building.
Note on J34: Enter the infiltration rate as air changes per hour (ACH).
Note on P34: Enter the infiltration rate as air changes per hour (ACH).
Note on AB34: Enter the infiltration rate as air changes per hour (ACH).
Note on J37: One off capital cost to occur at the time specified below. Note: For the 'Current' scenario, in most cases, this is likely to be left blank.
Note on P37: One off capital cost to occur at the time specified below. Note: For the 'Current' scenario, in most cases, this is likely to be left blank.
Note on AB37: One off capital cost to occur at the time specified below. Note: For the 'Current' scenario, in most cases, this is likely to be left blank.
Note on J38: Capital cost to occur at this time. Note: The capital cost entered will be adjusted for inflation to reflect the year it occurs.
Note on P38: Capital cost to occur at this time. Note: The capital cost entered will be adjusted for inflation to reflect the year it occurs.
Note on AB38: Capital cost to occur at this time. Note: The capital cost entered will be adjusted for inflation to reflect the year it occurs.
Note on J40: Operational costs (excluding energy costs) associated with the option. For example parts and labour for maintenance. Note: This cost will occur annually and is adjusted for inflation.
Note on P40: Operational costs (excluding energy costs) associated with the option. For example parts and labour for maintenance. Note: This cost will occur annually and is adjusted for inflation.
Note on AB40: Operational costs (excluding energy costs) associated with the option. For example parts and labour for maintenance. Note: This cost will occur annually and is adjusted for inflation.
Note on J42: Periodic costs that occur at the replacement period defined below. For example, replacing a piece of fabric at its end of life. Note: A 'Replacement period' must be defined below for the replacement cost to occur.
Note on P42: Periodic costs that occur at the replacement period defined below. For example, replacing a piece of fabric at its end of life. Note: A 'Replacement period' must be defined below for the replacement cost to occur.
Note on AB42: Replacement cost to occur at this frequency and from the time of change as defined above. Note: If 'Time until change' is left blank the replacement period will begin from year 0.
Note on J43: Replacement cost to occur at this frequency and from the time of change as defined above. Note: If 'Time until change' is left blank the replacement period will begin from year 0.
Note on P43: Replacement cost to occur at this frequency and from the time of change as defined above. Note: If 'Time until change' is left blank the replacement period will begin from year 0.
Note on AB43: Replacement cost to occur at this frequency and from the time of change as defined above. Note: If 'Time until change' is left blank the replacement period will begin from year 0.
Note on J45: Value for reference only. Theoretically calculated using typical methodologies (includes the use of Heating Degree Days).

## SimpleV
Building: | Done
1-19 Torrington Place
| CURRENT (DO THE MINIMUM) |  |  |  |  | PREFERRED OPTION | [5 empty] | GRAPH OF CUMULATIVE NPV | [5 empty] | SECOND OPTION
| Est. space heating energy (kWh) |  | 0 |  |  | Est. space heating energy (kWh) |  |  | 0 | [8 empty] | Est. space heating energy (kWh) |  |  | 0
[6 empty] | Est. percentage saving |  |  | #DIV/0! | [8 empty] | Est. percentage saving |  |  | #DIV/0!
| Energy source: | District heating |  |  |  | Energy source: |  | District heating | [9 empty] | Energy source: |  | District heating
0
| Ventilation rate (l/s/person) |  | 0 | 0 |  | Vent rate (l/s/person) |  |  | 12 | 12 | [7 empty] | Vent rate (l/s/person) |  |  | 12 | 12
| System (or area) max occupancy (people) |  | 0 | 0 |  | System (or area) max occupancy (people) |  |  | 0 | 0 | [7 empty] | Max occupancy the system is designed for (people) |  |  | 0 | 0
| System (or area) min occupancy (people) |  | 0 | 0 |  | System (or area) min occupancy (people) |  |  | 0 | 0 | [7 empty] | Min occupancy the system is designed for (people) |  |  | 0 | 0
| Natural ventilation? | No |  |  |  | Natural ventilation? |  | No | [9 empty] | Natural ventilation? |  | No
| Demand control of ventilation |  |  |  |  | Demand control of ventilation | [11 empty] | Demand control of ventilation
| Nat vent control | None |  | 0 |  | Nat vent control |  | Enhanced natural ventilation |  | 0.5 | [7 empty] | Nat vent control |  | Enhanced natural ventilation |  | 0.5
| Mech vent control | None |  | 0 |  | Mech vent control |  | None |  | 0 | [7 empty] | Mech vent control |  | None |  | 0
| Heat recovery effectiveness (%) |  | 0 | 0 |  | Heat recovery effectiveness (%) |  |  | 0 | 0 | [7 empty] | Heat recovery effectiveness (%) |  |  | 0 | 0
| Est. auxiliary energy (kWh) |  | 0 |  |  | Est. auxiliary energy (kWh) |  |  | 0 | [8 empty] | Est. auxiliary energy (kWh) |  |  | 0
| SFP (W/l/s) | User defined |  | 0 |  | SFP (W/l/s) |  | User defined |  | 0 | [7 empty] | SFP (W/l/s) |  | User defined |  | 0
| Variable speed fan | No |  |  |  | Variable speed fan |  | No | [9 empty] | Variable speed fan |  | No
| Operational hours |  |  |  |  | Operational hours | [11 empty] | Operational hours
| Hrs per day (hrs) |  | 8 | 8 |  | Hrs per day (hrs) |  |  | 8 | 8 | [7 empty] | Hrs per day (hrs) |  |  | 8 | 8
| Days per week (days) |  | 5 | 5 |  | Days per week (days) |  |  | 5 | 5 | [7 empty] | Days per week (days) |  |  | 5 | 5
| Weeks per year (weeks) |  | 40 | 40 |  | Weeks per year (weeks) |  |  | 40 | 40 | [7 empty] | Weeks per year (weeks) |  |  | 40 | 40
| Financial considerations |  |  |  |  | Financial considerations | [11 empty] | Financial considerations
| Capital cost of change (£) |  | 0 | 0 |  | Capital cost of change (£) |  |  | 0 | 0 |  | PAYBACK | [5 empty] | Capital cost of change (£) |  |  | 0 | 0
| Time until change (yrs) |  | 0 | 0 |  | Time until change (yrs) |  |  | 0 | 0 |  | PREFFERED OPTION |  |  | #N/A | YEARS |  | Time until change (yrs) |  |  | 0 | 0
[12 empty] | SECOND OPTION |  |  | #N/A | YEARS
| Maintenance cost (£/yr) |  | 0 | 0 |  | Maintenance cost (£/yr) |  |  |  | 0 | [7 empty] | Maintenance cost (£/yr) |  |  | 0 | 0
| Replacement cost (£) |  | 0 | 0 |  | Replacement cost (£) |  |  | 0 | 0 | [7 empty] | Replacement cost (£) |  |  | 0 | 0
| Replacement period (yrs) |  | 0 | 0 |  | Replacement period (yrs) |  |  | 0 | 0 | [7 empty] | Replacement period (yrs) |  |  | 0 | 0
| Max fresh air rate (l/s) |  |  | 0 |  | Max fresh air rate (l/s) |  |  |  | 0 | [7 empty] | Max fresh air rate (l/s) |  |  |  | 0
| Min fresh air rate (l/s) |  |  | 0 |  | Min fresh air rate (l/s) |  |  |  | 0 | [7 empty] | Min fresh air rate (l/s) |  |  |  | 0
| Lower fresh air rate (l/s) |  |  | 0 |  | Lower fresh air rate (l/s) |  |  |  | 0 | [7 empty] | Lower fresh air rate (l/s) |  |  |  | 0
| Flow rate (m3/s) |  |  | 0 |  | Flow rate (m3/s) |  |  |  | 0 | [7 empty] | Flow rate (m3/s) |  |  |  | 0
| Ventilation Heat Loss Coefficient (kW/K) |  |  | 0 |  | Ventilation Heat Loss Coefficient (kW/K) |  |  |  | 0 | [7 empty] | Ventilation Heat Loss Coefficient (kW/K) |  |  |  | 0
|  |  |  | 0 | 1 | 2 | 3 | 4 | 5 | 6 | 7 | 8 | 9 | 10 | 11 | 12 | 13 | 14 | 15 | 16 | 17 | 18 | 19 | 20 | 21 | 22 | 23 | 24 | 25
| Year |  |  | 1 | 2 | 3 | 4 | 5 | 6 | 7 | 8 | 9 | 10 | 11 | 12 | 13 | 14 | 15 | 16 | 17 | 18 | 19 | 20 | 21 | 22 | 23 | 24 | 25 | 26
| Payback (Preferred Option) |  | #N/A | 0 | 0 | 0 | 0 | 0 | 0 | 0 | 0 | 0 | 0 | 0 | 0 | 0 | 0 | 0 | 0 | 0 | 0 | 0 | 0 | 0 | 0 | 0 | 0 | 0 | 0
| Payback (Second Option) |  | #N/A | 0 | 0 | 0 | 0 | 0 | 0 | 0 | 0 | 0 | 0 | 0 | 0 | 0 | 0 | 0 | 0 | 0 | 0 | 0 | 0 | 0 | 0 | 0 | 0 | 0 | 0
| User defined |  |  | 0 | 0 | 0 | 0 | 0 | 0 | 0 | 0 | 0 | 0 | 0 | 0 | 0 | 0 | 0 | 0 | 0 | 0 | 0 | 0 | 0 | 0 | 0 | 0 | 0 | 0
| Natural gas |  |  | 0.21 | 0.21 | 0.21 | 0.21 | 0.21 | 0.21 | 0.21 | 0.21 | 0.21 | 0.21 | 0.21 | 0.21 | 0.21 | 0.21 | 0.21 | 0.21 | 0.21 | 0.21 | 0.21 | 0.21 | 0.21 | 0.21 | 0.21 | 0.21 | 0.21 | 0.21
| District heating |  |  | 0.14 | 0.14 | 0.14 | 0.14 | 0.14 | 0.14 | 0.14 | 0.14 | 0.14 | 0.14 | 0.14 | 0.14 | 0.14 | 0.14 | 0.14 | 0.14 | 0.14 | 0.14 | 0.14 | 0.14 | 0.14 | 0.14 | 0.14 | 0.14 | 0.14 | 0.14
| Gas/DH mix |  |  | 0.14 | 0.14 | 0.14 | 0.14 | 0.14 | 0.14 | 0.14 | 0.14 | 0.14 | 0.14 | 0.14 | 0.14 | 0.14 | 0.14 | 0.14 | 0.14 | 0.14 | 0.14 | 0.14 | 0.14 | 0.14 | 0.14 | 0.14 | 0.14 | 0.14 | 0.14
| Grid electricity |  |  | 0.52 | 0.5044 | 0.48927 | 0.47459 | 0.46035 | 0.44654 | 0.43315 | 0.42015 | 0.40755 | 0.39532 | 0.38346 | 0.37196 | 0.3608 | 0.34997 | 0.33947 | 0.32929 | 0.31941 | 0.30983 | 0.30053 | 0.29152 | 0.28277 | 0.27429 | 0.26606 | 0.25808 | 0.25034 | 0.24283
| User defined |  |  | 0 | 0 | 0 | 0 | 0 | 0 | 0 | 0 | 0 | 0 | 0 | 0 | 0 | 0 | 0 | 0 | 0 | 0 | 0 | 0 | 0 | 0 | 0 | 0 | 0 | 0
| Natural gas |  |  | 0.04 | 0.0424 | 0.044944 | 0.047641 | 0.050499 | 0.053529 | 0.056741 | 0.060145 | 0.063754 | 0.067579 | 0.071634 | 0.075932 | 0.080488 | 0.085317 | 0.090436 | 0.095862 | 0.10161 | 0.10771 | 0.11417 | 0.12102 | 0.12829 | 0.13598 | 0.14414 | 0.15279 | 0.16196 | 0.17167
| District heating |  |  | 0.02 | 0.0212 | 0.022472 | 0.02382 | 0.02525 | 0.026765 | 0.02837 | 0.030073 | 0.031877 | 0.03379 | 0.035817 | 0.037966 | 0.040244 | 0.042659 | 0.045218 | 0.047931 | 0.050807 | 0.053855 | 0.057087 | 0.060512 | 0.064143 | 0.067991 | 0.072071 | 0.076395 | 0.080979 | 0.085837
| Gas/DH mix |  |  | 0.0544 | 0.057664 | 0.061124 | 0.064791 | 0.068679 | 0.072799 | 0.077167 | 0.081797 | 0.086705 | 0.091908 | 0.097422 | 0.10327 | 0.10946 | 0.11603 | 0.12299 | 0.13037 | 0.1382 | 0.14649 | 0.15528 | 0.16459 | 0.17447 | 0.18494 | 0.19603 | 0.20779 | 0.22026 | 0.23348
| Grid electricity |  |  | 0.12 | 0.132 | 0.1452 | 0.15972 | 0.17569 | 0.19326 | 0.21259 | 0.23385 | 0.25723 | 0.28295 | 0.31125 | 0.34237 | 0.37661 | 0.41427 | 0.4557 | 0.50127 | 0.5514 | 0.60654 | 0.66719 | 0.73391 | 0.8073 | 0.88803 | 0.97683 | 1.0745 | 1.182 | 1.3002
| Inflation (%) |  |  | 1 | 1.02 | 1.0404 | 1.0612 | 1.0824 | 1.1041 | 1.1262 | 1.1487 | 1.1717 | 1.1951 | 1.219 | 1.2434 | 1.2682 | 1.2936 | 1.3195 | 1.3459 | 1.3728 | 1.4002 | 1.4282 | 1.4568 | 1.4859 | 1.5157 | 1.546 | 1.5769 | 1.6084 | 1.6406
| CO2e cost (£/kgCO2e) |  |  | 0.1 | 0.102 | 0.10404 | 0.10612 | 0.10824 | 0.11041 | 0.11262 | 0.11487 | 0.11717 | 0.11951 | 0.1219 | 0.12434 | 0.12682 | 0.12936 | 0.13195 | 0.13459 | 0.13728 | 0.14002 | 0.14282 | 0.14568 | 0.14859 | 0.15157 | 0.1546 | 0.15769 | 0.16084 | 0.16406
CURRENT (DO NOTHING)
| Energy CO2e (CO2e/kWh) |  |  | 0.52 | 0.5044 | 0.48927 | 0.47459 | 0.46035 | 0.44654 | 0.43315 | 0.42015 | 0.40755 | 0.39532 | 0.38346 | 0.37196 | 0.3608 | 0.34997 | 0.33947 | 0.32929 | 0.31941 | 0.30983 | 0.30053 | 0.29152 | 0.28277 | 0.27429 | 0.26606 | 0.25808 | 0.25034 | 0.24283
| Energy cost (£/kWh) |  |  | 0.12 | 0.132 | 0.1452 | 0.15972 | 0.17569 | 0.19326 | 0.21259 | 0.23385 | 0.25723 | 0.28295 | 0.31125 | 0.34237 | 0.37661 | 0.41427 | 0.4557 | 0.50127 | 0.5514 | 0.60654 | 0.66719 | 0.73391 | 0.8073 | 0.88803 | 0.97683 | 1.0745 | 1.182 | 1.3002
Embodied energy (kWh)
Recurring embodied energy (kWh)
| Operational energy (kWh) |  |  | 0 | 0 | 0 | 0 | 0 | 0 | 0 | 0 | 0 | 0 | 0 | 0 | 0 | 0 | 0 | 0 | 0 | 0 | 0 | 0 | 0 | 0 | 0 | 0 | 0 | 0
Embodied carbon (kWh)
Recurring embodied carbon (kWh)
| Operational carbon (kgCO2e) |  |  | 0 | 0 | 0 | 0 | 0 | 0 | 0 | 0 | 0 | 0 | 0 | 0 | 0 | 0 | 0 | 0 | 0 | 0 | 0 | 0 | 0 | 0 | 0 | 0 | 0 | 0
| Capital cost (£) |  |  | 0 | 0 | 0 | 0 | 0 | 0 | 0 | 0 | 0 | 0 | 0 | 0 | 0 | 0 | 0 | 0 | 0 | 0 | 0 | 0 | 0 | 0 | 0 | 0 | 0 | 0
| Recurring costs (£) |  |  | 0 | 0 | 0 | 0 | 0 | 0 | 0 | 0 | 0 | 0 | 0 | 0 | 0 | 0 | 0 | 0 | 0 | 0 | 0 | 0 | 0 | 0 | 0 | 0 | 0 | 0
| Energy cost (£) |  |  | 0 | 0 | 0 | 0 | 0 | 0 | 0 | 0 | 0 | 0 | 0 | 0 | 0 | 0 | 0 | 0 | 0 | 0 | 0 | 0 | 0 | 0 | 0 | 0 | 0 | 0
| Carbon cost (£) |  |  | 0 | 0 | 0 | 0 | 0 | 0 | 0 | 0 | 0 | 0 | 0 | 0 | 0 | 0 | 0 | 0 | 0 | 0 | 0 | 0 | 0 | 0 | 0 | 0 | 0 | 0
| Total cost (£) |  |  | 0 | 0 | 0 | 0 | 0 | 0 | 0 | 0 | 0 | 0 | 0 | 0 | 0 | 0 | 0 | 0 | 0 | 0 | 0 | 0 | 0 | 0 | 0 | 0 | 0 | 0
| Do nothing cumulative cost (£) |  |  | 0 | 0 | 0 | 0 | 0 | 0 | 0 | 0 | 0 | 0 | 0 | 0 | 0 | 0 | 0 | 0 | 0 | 0 | 0 | 0 | 0 | 0 | 0 | 0 | 0 | 0
| Net present value |  |  | 0 | 0 | 0 | 0 | 0 | 0 | 0 | 0 | 0 | 0 | 0 | 0 | 0 | 0 | 0 | 0 | 0 | 0 | 0 | 0 | 0 | 0 | 0 | 0 | 0 | 0
| Baseline cumulative NPV (£) |  |  | 0 | 0 | 0 | 0 | 0 | 0 | 0 | 0 | 0 | 0 | 0 | 0 | 0 | 0 | 0 | 0 | 0 | 0 | 0 | 0 | 0 | 0 | 0 | 0 | 0 | 0
PREFERRED OPTION
| Energy CO2e (CO2e/kWh) |  |  | 0.52 | 0.5044 | 0.48927 | 0.47459 | 0.46035 | 0.44654 | 0.43315 | 0.42015 | 0.40755 | 0.39532 | 0.38346 | 0.37196 | 0.3608 | 0.34997 | 0.33947 | 0.32929 | 0.31941 | 0.30983 | 0.30053 | 0.29152 | 0.28277 | 0.27429 | 0.26606 | 0.25808 | 0.25034 | 0.24283
| Energy cost (£/kWh) |  |  | 0.12 | 0.132 | 0.1452 | 0.15972 | 0.17569 | 0.19326 | 0.21259 | 0.23385 | 0.25723 | 0.28295 | 0.31125 | 0.34237 | 0.37661 | 0.41427 | 0.4557 | 0.50127 | 0.5514 | 0.60654 | 0.66719 | 0.73391 | 0.8073 | 0.88803 | 0.97683 | 1.0745 | 1.182 | 1.3002
Embodied energy (kWh)
Recurring embodied energy (kWh)
| Operational energy (kWh) |  |  | 0 | 0 | 0 | 0 | 0 | 0 | 0 | 0 | 0 | 0 | 0 | 0 | 0 | 0 | 0 | 0 | 0 | 0 | 0 | 0 | 0 | 0 | 0 | 0 | 0 | 0
Embodied carbon (kWh)
Recurring embodied carbon (kWh)
| Operational carbon (kgCO2e) |  |  | 0 | 0 | 0 | 0 | 0 | 0 | 0 | 0 | 0 | 0 | 0 | 0 | 0 | 0 | 0 | 0 | 0 | 0 | 0 | 0 | 0 | 0 | 0 | 0 | 0 | 0
| Capital cost (£) |  |  | 0 | 0 | 0 | 0 | 0 | 0 | 0 | 0 | 0 | 0 | 0 | 0 | 0 | 0 | 0 | 0 | 0 | 0 | 0 | 0 | 0 | 0 | 0 | 0 | 0 | 0
| Recurring costs (£) |  |  | 0 | 0 | 0 | 0 | 0 | 0 | 0 | 0 | 0 | 0 | 0 | 0 | 0 | 0 | 0 | 0 | 0 | 0 | 0 | 0 | 0 | 0 | 0 | 0 | 0 | 0
| Energy cost (£) |  |  | 0 | 0 | 0 | 0 | 0 | 0 | 0 | 0 | 0 | 0 | 0 | 0 | 0 | 0 | 0 | 0 | 0 | 0 | 0 | 0 | 0 | 0 | 0 | 0 | 0 | 0
| Carbon cost (£) |  |  | 0 | 0 | 0 | 0 | 0 | 0 | 0 | 0 | 0 | 0 | 0 | 0 | 0 | 0 | 0 | 0 | 0 | 0 | 0 | 0 | 0 | 0 | 0 | 0 | 0 | 0
| Total cost (£) |  |  | 0 | 0 | 0 | 0 | 0 | 0 | 0 | 0 | 0 | 0 | 0 | 0 | 0 | 0 | 0 | 0 | 0 | 0 | 0 | 0 | 0 | 0 | 0 | 0 | 0 | 0
| Do something cumulative cost (£) |  |  | 0 | 0 | 0 | 0 | 0 | 0 | 0 | 0 | 0 | 0 | 0 | 0 | 0 | 0 | 0 | 0 | 0 | 0 | 0 | 0 | 0 | 0 | 0 | 0 | 0 | 0
| Net present value |  |  | 0 | 0 | 0 | 0 | 0 | 0 | 0 | 0 | 0 | 0 | 0 | 0 | 0 | 0 | 0 | 0 | 0 | 0 | 0 | 0 | 0 | 0 | 0 | 0 | 0 | 0
| Planned cumulative NPV (£) |  |  | 0 | 0 | 0 | 0 | 0 | 0 | 0 | 0 | 0 | 0 | 0 | 0 | 0 | 0 | 0 | 0 | 0 | 0 | 0 | 0 | 0 | 0 | 0 | 0 | 0 | 0
SECOND OPTION
| Energy CO2e (CO2e/kWh) |  |  | 0.52 | 0.5044 | 0.48927 | 0.47459 | 0.46035 | 0.44654 | 0.43315 | 0.42015 | 0.40755 | 0.39532 | 0.38346 | 0.37196 | 0.3608 | 0.34997 | 0.33947 | 0.32929 | 0.31941 | 0.30983 | 0.30053 | 0.29152 | 0.28277 | 0.27429 | 0.26606 | 0.25808 | 0.25034 | 0.24283
| Energy cost (£/kWh) |  |  | 0.12 | 0.132 | 0.1452 | 0.15972 | 0.17569 | 0.19326 | 0.21259 | 0.23385 | 0.25723 | 0.28295 | 0.31125 | 0.34237 | 0.37661 | 0.41427 | 0.4557 | 0.50127 | 0.5514 | 0.60654 | 0.66719 | 0.73391 | 0.8073 | 0.88803 | 0.97683 | 1.0745 | 1.182 | 1.3002
Embodied energy (kWh)
Recurring embodied energy (kWh)
| Operational energy (kWh) |  |  | 0 | 0 | 0 | 0 | 0 | 0 | 0 | 0 | 0 | 0 | 0 | 0 | 0 | 0 | 0 | 0 | 0 | 0 | 0 | 0 | 0 | 0 | 0 | 0 | 0 | 0
Embodied carbon (kWh)
Recurring embodied carbon (kWh)
| Operational carbon (kgCO2e) |  |  | 0 | 0 | 0 | 0 | 0 | 0 | 0 | 0 | 0 | 0 | 0 | 0 | 0 | 0 | 0 | 0 | 0 | 0 | 0 | 0 | 0 | 0 | 0 | 0 | 0 | 0
| Capital cost (£) |  |  | 0 | 0 | 0 | 0 | 0 | 0 | 0 | 0 | 0 | 0 | 0 | 0 | 0 | 0 | 0 | 0 | 0 | 0 | 0 | 0 | 0 | 0 | 0 | 0 | 0 | 0
| Recurring costs (£) |  |  | 0 | 0 | 0 | 0 | 0 | 0 | 0 | 0 | 0 | 0 | 0 | 0 | 0 | 0 | 0 | 0 | 0 | 0 | 0 | 0 | 0 | 0 | 0 | 0 | 0 | 0
| Energy cost (£) |  |  | 0 | 0 | 0 | 0 | 0 | 0 | 0 | 0 | 0 | 0 | 0 | 0 | 0 | 0 | 0 | 0 | 0 | 0 | 0 | 0 | 0 | 0 | 0 | 0 | 0 | 0
| Carbon cost (£) |  |  | 0 | 0 | 0 | 0 | 0 | 0 | 0 | 0 | 0 | 0 | 0 | 0 | 0 | 0 | 0 | 0 | 0 | 0 | 0 | 0 | 0 | 0 | 0 | 0 | 0 | 0
| Total cost (£) |  |  | 0 | 0 | 0 | 0 | 0 | 0 | 0 | 0 | 0 | 0 | 0 | 0 | 0 | 0 | 0 | 0 | 0 | 0 | 0 | 0 | 0 | 0 | 0 | 0 | 0 | 0
| Do something cumulative cost (£) |  |  | 0 | 0 | 0 | 0 | 0 | 0 | 0 | 0 | 0 | 0 | 0 | 0 | 0 | 0 | 0 | 0 | 0 | 0 | 0 | 0 | 0 | 0 | 0 | 0 | 0 | 0
| Net present value |  |  | 0 | 0 | 0 | 0 | 0 | 0 | 0 | 0 | 0 | 0 | 0 | 0 | 0 | 0 | 0 | 0 | 0 | 0 | 0 | 0 | 0 | 0 | 0 | 0 | 0 | 0
| Best-case cumulative NPV (£) |  |  | 0 | 0 | 0 | 0 | 0 | 0 | 0 | 0 | 0 | 0 | 0 | 0 | 0 | 0 | 0 | 0 | 0 | 0 | 0 | 0 | 0 | 0 | 0 | 0 | 0 | 0
CURRENT (DO NOTHING) HEATING
| Energy CO2e (CO2e/kWh) |  |  | 0.14 | 0.14 | 0.14 | 0.14 | 0.14 | 0.14 | 0.14 | 0.14 | 0.14 | 0.14 | 0.14 | 0.14 | 0.14 | 0.14 | 0.14 | 0.14 | 0.14 | 0.14 | 0.14 | 0.14 | 0.14 | 0.14 | 0.14 | 0.14 | 0.14 | 0.14
| Energy cost (£/kWh) |  |  | 0.02 | 0.0212 | 0.022472 | 0.02382 | 0.02525 | 0.026765 | 0.02837 | 0.030073 | 0.031877 | 0.03379 | 0.035817 | 0.037966 | 0.040244 | 0.042659 | 0.045218 | 0.047931 | 0.050807 | 0.053855 | 0.057087 | 0.060512 | 0.064143 | 0.067991 | 0.072071 | 0.076395 | 0.080979 | 0.085837
Embodied energy (kWh)
Recurring embodied energy (kWh)
| Operational energy (kWh) |  |  | 0 | 0 | 0 | 0 | 0 | 0 | 0 | 0 | 0 | 0 | 0 | 0 | 0 | 0 | 0 | 0 | 0 | 0 | 0 | 0 | 0 | 0 | 0 | 0 | 0 | 0
Embodied carbon (kWh)
Recurring embodied carbon (kWh)
| Operational carbon (kgCO2e) |  |  | 0 | 0 | 0 | 0 | 0 | 0 | 0 | 0 | 0 | 0 | 0 | 0 | 0 | 0 | 0 | 0 | 0 | 0 | 0 | 0 | 0 | 0 | 0 | 0 | 0 | 0
Capital cost (£)
Recurring costs (£)
| Energy cost (£) |  |  | 0 | 0 | 0 | 0 | 0 | 0 | 0 | 0 | 0 | 0 | 0 | 0 | 0 | 0 | 0 | 0 | 0 | 0 | 0 | 0 | 0 | 0 | 0 | 0 | 0 | 0
| Carbon cost (£) |  |  | 0 | 0 | 0 | 0 | 0 | 0 | 0 | 0 | 0 | 0 | 0 | 0 | 0 | 0 | 0 | 0 | 0 | 0 | 0 | 0 | 0 | 0 | 0 | 0 | 0 | 0
| Total cost (£) |  |  | 0 | 0 | 0 | 0 | 0 | 0 | 0 | 0 | 0 | 0 | 0 | 0 | 0 | 0 | 0 | 0 | 0 | 0 | 0 | 0 | 0 | 0 | 0 | 0 | 0 | 0
| Do nothing cumulative cost (£) |  |  | 0 | 0 | 0 | 0 | 0 | 0 | 0 | 0 | 0 | 0 | 0 | 0 | 0 | 0 | 0 | 0 | 0 | 0 | 0 | 0 | 0 | 0 | 0 | 0 | 0 | 0
| Net present value |  |  | 0 | 0 | 0 | 0 | 0 | 0 | 0 | 0 | 0 | 0 | 0 | 0 | 0 | 0 | 0 | 0 | 0 | 0 | 0 | 0 | 0 | 0 | 0 | 0 | 0 | 0
| Baseline cumulative NPV (£) |  |  | 0 | 0 | 0 | 0 | 0 | 0 | 0 | 0 | 0 | 0 | 0 | 0 | 0 | 0 | 0 | 0 | 0 | 0 | 0 | 0 | 0 | 0 | 0 | 0 | 0 | 0
PO HEATING
| Energy CO2e (CO2e/kWh) |  |  | 0.14 | 0.14 | 0.14 | 0.14 | 0.14 | 0.14 | 0.14 | 0.14 | 0.14 | 0.14 | 0.14 | 0.14 | 0.14 | 0.14 | 0.14 | 0.14 | 0.14 | 0.14 | 0.14 | 0.14 | 0.14 | 0.14 | 0.14 | 0.14 | 0.14 | 0.14
| Energy cost (£/kWh) |  |  | 0.02 | 0.0212 | 0.022472 | 0.02382 | 0.02525 | 0.026765 | 0.02837 | 0.030073 | 0.031877 | 0.03379 | 0.035817 | 0.037966 | 0.040244 | 0.042659 | 0.045218 | 0.047931 | 0.050807 | 0.053855 | 0.057087 | 0.060512 | 0.064143 | 0.067991 | 0.072071 | 0.076395 | 0.080979 | 0.085837
Embodied energy (kWh)
Recurring embodied energy (kWh)
| Operational energy (kWh) |  |  | 0 | 0 | 0 | 0 | 0 | 0 | 0 | 0 | 0 | 0 | 0 | 0 | 0 | 0 | 0 | 0 | 0 | 0 | 0 | 0 | 0 | 0 | 0 | 0 | 0 | 0
Embodied carbon (kWh)
Recurring embodied carbon (kWh)
| Operational carbon (kgCO2e) |  |  | 0 | 0 | 0 | 0 | 0 | 0 | 0 | 0 | 0 | 0 | 0 | 0 | 0 | 0 | 0 | 0 | 0 | 0 | 0 | 0 | 0 | 0 | 0 | 0 | 0 | 0
Capital cost (£)
Recurring costs (£)
| Energy cost (£) |  |  | 0 | 0 | 0 | 0 | 0 | 0 | 0 | 0 | 0 | 0 | 0 | 0 | 0 | 0 | 0 | 0 | 0 | 0 | 0 | 0 | 0 | 0 | 0 | 0 | 0 | 0
| Carbon cost (£) |  |  | 0 | 0 | 0 | 0 | 0 | 0 | 0 | 0 | 0 | 0 | 0 | 0 | 0 | 0 | 0 | 0 | 0 | 0 | 0 | 0 | 0 | 0 | 0 | 0 | 0 | 0
| Total cost (£) |  |  | 0 | 0 | 0 | 0 | 0 | 0 | 0 | 0 | 0 | 0 | 0 | 0 | 0 | 0 | 0 | 0 | 0 | 0 | 0 | 0 | 0 | 0 | 0 | 0 | 0 | 0
| Do something cumulative cost (£) |  |  | 0 | 0 | 0 | 0 | 0 | 0 | 0 | 0 | 0 | 0 | 0 | 0 | 0 | 0 | 0 | 0 | 0 | 0 | 0 | 0 | 0 | 0 | 0 | 0 | 0 | 0
| Net present value |  |  | 0 | 0 | 0 | 0 | 0 | 0 | 0 | 0 | 0 | 0 | 0 | 0 | 0 | 0 | 0 | 0 | 0 | 0 | 0 | 0 | 0 | 0 | 0 | 0 | 0 | 0
| Planned cumulative NPV (£) |  |  | 0 | 0 | 0 | 0 | 0 | 0 | 0 | 0 | 0 | 0 | 0 | 0 | 0 | 0 | 0 | 0 | 0 | 0 | 0 | 0 | 0 | 0 | 0 | 0 | 0 | 0
SO HEATING
| Energy CO2e (CO2e/kWh) |  |  | 0.14 | 0.14 | 0.14 | 0.14 | 0.14 | 0.14 | 0.14 | 0.14 | 0.14 | 0.14 | 0.14 | 0.14 | 0.14 | 0.14 | 0.14 | 0.14 | 0.14 | 0.14 | 0.14 | 0.14 | 0.14 | 0.14 | 0.14 | 0.14 | 0.14 | 0.14
| Energy cost (£/kWh) |  |  | 0.02 | 0.0212 | 0.022472 | 0.02382 | 0.02525 | 0.026765 | 0.02837 | 0.030073 | 0.031877 | 0.03379 | 0.035817 | 0.037966 | 0.040244 | 0.042659 | 0.045218 | 0.047931 | 0.050807 | 0.053855 | 0.057087 | 0.060512 | 0.064143 | 0.067991 | 0.072071 | 0.076395 | 0.080979 | 0.085837
Embodied energy (kWh)
Recurring embodied energy (kWh)
| Operational energy (kWh) |  |  | 0 | 0 | 0 | 0 | 0 | 0 | 0 | 0 | 0 | 0 | 0 | 0 | 0 | 0 | 0 | 0 | 0 | 0 | 0 | 0 | 0 | 0 | 0 | 0 | 0 | 0
Embodied carbon (kWh)
Recurring embodied carbon (kWh)
| Operational carbon (kgCO2e) |  |  | 0 | 0 | 0 | 0 | 0 | 0 | 0 | 0 | 0 | 0 | 0 | 0 | 0 | 0 | 0 | 0 | 0 | 0 | 0 | 0 | 0 | 0 | 0 | 0 | 0 | 0
Capital cost (£)
Recurring costs (£)
| Energy cost (£) |  |  | 0 | 0 | 0 | 0 | 0 | 0 | 0 | 0 | 0 | 0 | 0 | 0 | 0 | 0 | 0 | 0 | 0 | 0 | 0 | 0 | 0 | 0 | 0 | 0 | 0 | 0
| Carbon cost (£) |  |  | 0 | 0 | 0 | 0 | 0 | 0 | 0 | 0 | 0 | 0 | 0 | 0 | 0 | 0 | 0 | 0 | 0 | 0 | 0 | 0 | 0 | 0 | 0 | 0 | 0 | 0
| Total cost (£) |  |  | 0 | 0 | 0 | 0 | 0 | 0 | 0 | 0 | 0 | 0 | 0 | 0 | 0 | 0 | 0 | 0 | 0 | 0 | 0 | 0 | 0 | 0 | 0 | 0 | 0 | 0
| Do something cumulative cost (£) |  |  | 0 | 0 | 0 | 0 | 0 | 0 | 0 | 0 | 0 | 0 | 0 | 0 | 0 | 0 | 0 | 0 | 0 | 0 | 0 | 0 | 0 | 0 | 0 | 0 | 0 | 0
| Net present value |  |  | 0 | 0 | 0 | 0 | 0 | 0 | 0 | 0 | 0 | 0 | 0 | 0 | 0 | 0 | 0 | 0 | 0 | 0 | 0 | 0 | 0 | 0 | 0 | 0 | 0 | 0
| Best-case cumulative NPV (£) |  |  | 0 | 0 | 0 | 0 | 0 | 0 | 0 | 0 | 0 | 0 | 0 | 0 | 0 | 0 | 0 | 0 | 0 | 0 | 0 | 0 | 0 | 0 | 0 | 0 | 0 | 0
CURRENT (DO NOTHING) AUXILLARY
| Energy CO2e (CO2e/kWh) |  |  | 0.52 | 0.5044 | 0.48927 | 0.47459 | 0.46035 | 0.44654 | 0.43315 | 0.42015 | 0.40755 | 0.39532 | 0.38346 | 0.37196 | 0.3608 | 0.34997 | 0.33947 | 0.32929 | 0.31941 | 0.30983 | 0.30053 | 0.29152 | 0.28277 | 0.27429 | 0.26606 | 0.25808 | 0.25034 | 0.24283
| Energy cost (£/kWh) |  |  | 0.12 | 0.132 | 0.1452 | 0.15972 | 0.17569 | 0.19326 | 0.21259 | 0.23385 | 0.25723 | 0.28295 | 0.31125 | 0.34237 | 0.37661 | 0.41427 | 0.4557 | 0.50127 | 0.5514 | 0.60654 | 0.66719 | 0.73391 | 0.8073 | 0.88803 | 0.97683 | 1.0745 | 1.182 | 1.3002
Embodied energy (kWh)
Recurring embodied energy (kWh)
| Operational energy (kWh) |  |  | 0 | 0 | 0 | 0 | 0 | 0 | 0 | 0 | 0 | 0 | 0 | 0 | 0 | 0 | 0 | 0 | 0 | 0 | 0 | 0 | 0 | 0 | 0 | 0 | 0 | 0
Embodied carbon (kWh)
Recurring embodied carbon (kWh)
| Operational carbon (kgCO2e) |  |  | 0 | 0 | 0 | 0 | 0 | 0 | 0 | 0 | 0 | 0 | 0 | 0 | 0 | 0 | 0 | 0 | 0 | 0 | 0 | 0 | 0 | 0 | 0 | 0 | 0 | 0
Capital cost (£)
Recurring costs (£)
| Energy cost (£) |  |  | 0 | 0 | 0 | 0 | 0 | 0 | 0 | 0 | 0 | 0 | 0 | 0 | 0 | 0 | 0 | 0 | 0 | 0 | 0 | 0 | 0 | 0 | 0 | 0 | 0 | 0
| Carbon cost (£) |  |  | 0 | 0 | 0 | 0 | 0 | 0 | 0 | 0 | 0 | 0 | 0 | 0 | 0 | 0 | 0 | 0 | 0 | 0 | 0 | 0 | 0 | 0 | 0 | 0 | 0 | 0
| Total cost (£) |  |  | 0 | 0 | 0 | 0 | 0 | 0 | 0 | 0 | 0 | 0 | 0 | 0 | 0 | 0 | 0 | 0 | 0 | 0 | 0 | 0 | 0 | 0 | 0 | 0 | 0 | 0
| Do nothing cumulative cost (£) |  |  | 0 | 0 | 0 | 0 | 0 | 0 | 0 | 0 | 0 | 0 | 0 | 0 | 0 | 0 | 0 | 0 | 0 | 0 | 0 | 0 | 0 | 0 | 0 | 0 | 0 | 0
| Net present value |  |  | 0 | 0 | 0 | 0 | 0 | 0 | 0 | 0 | 0 | 0 | 0 | 0 | 0 | 0 | 0 | 0 | 0 | 0 | 0 | 0 | 0 | 0 | 0 | 0 | 0 | 0
| Baseline cumulative NPV (£) |  |  | 0 | 0 | 0 | 0 | 0 | 0 | 0 | 0 | 0 | 0 | 0 | 0 | 0 | 0 | 0 | 0 | 0 | 0 | 0 | 0 | 0 | 0 | 0 | 0 | 0 | 0
PO AUXILLARY
| Energy CO2e (CO2e/kWh) |  |  | 0.52 | 0.5044 | 0.48927 | 0.47459 | 0.46035 | 0.44654 | 0.43315 | 0.42015 | 0.40755 | 0.39532 | 0.38346 | 0.37196 | 0.3608 | 0.34997 | 0.33947 | 0.32929 | 0.31941 | 0.30983 | 0.30053 | 0.29152 | 0.28277 | 0.27429 | 0.26606 | 0.25808 | 0.25034 | 0.24283
| Energy cost (£/kWh) |  |  | 0.12 | 0.132 | 0.1452 | 0.15972 | 0.17569 | 0.19326 | 0.21259 | 0.23385 | 0.25723 | 0.28295 | 0.31125 | 0.34237 | 0.37661 | 0.41427 | 0.4557 | 0.50127 | 0.5514 | 0.60654 | 0.66719 | 0.73391 | 0.8073 | 0.88803 | 0.97683 | 1.0745 | 1.182 | 1.3002
Embodied energy (kWh)
Recurring embodied energy (kWh)
| Operational energy (kWh) |  |  | 0 | 0 | 0 | 0 | 0 | 0 | 0 | 0 | 0 | 0 | 0 | 0 | 0 | 0 | 0 | 0 | 0 | 0 | 0 | 0 | 0 | 0 | 0 | 0 | 0 | 0
Embodied carbon (kWh)
Recurring embodied carbon (kWh)
| Operational carbon (kgCO2e) |  |  | 0 | 0 | 0 | 0 | 0 | 0 | 0 | 0 | 0 | 0 | 0 | 0 | 0 | 0 | 0 | 0 | 0 | 0 | 0 | 0 | 0 | 0 | 0 | 0 | 0 | 0
Capital cost (£)
Recurring costs (£)
| Energy cost (£) |  |  | 0 | 0 | 0 | 0 | 0 | 0 | 0 | 0 | 0 | 0 | 0 | 0 | 0 | 0 | 0 | 0 | 0 | 0 | 0 | 0 | 0 | 0 | 0 | 0 | 0 | 0
| Carbon cost (£) |  |  | 0 | 0 | 0 | 0 | 0 | 0 | 0 | 0 | 0 | 0 | 0 | 0 | 0 | 0 | 0 | 0 | 0 | 0 | 0 | 0 | 0 | 0 | 0 | 0 | 0 | 0
| Total cost (£) |  |  | 0 | 0 | 0 | 0 | 0 | 0 | 0 | 0 | 0 | 0 | 0 | 0 | 0 | 0 | 0 | 0 | 0 | 0 | 0 | 0 | 0 | 0 | 0 | 0 | 0 | 0
| Do something cumulative cost (£) |  |  | 0 | 0 | 0 | 0 | 0 | 0 | 0 | 0 | 0 | 0 | 0 | 0 | 0 | 0 | 0 | 0 | 0 | 0 | 0 | 0 | 0 | 0 | 0 | 0 | 0 | 0
| Net present value |  |  | 0 | 0 | 0 | 0 | 0 | 0 | 0 | 0 | 0 | 0 | 0 | 0 | 0 | 0 | 0 | 0 | 0 | 0 | 0 | 0 | 0 | 0 | 0 | 0 | 0 | 0
| Planned cumulative NPV (£) |  |  | 0 | 0 | 0 | 0 | 0 | 0 | 0 | 0 | 0 | 0 | 0 | 0 | 0 | 0 | 0 | 0 | 0 | 0 | 0 | 0 | 0 | 0 | 0 | 0 | 0 | 0
SO AUXILLARY
| Energy CO2e (CO2e/kWh) |  |  | 0.52 | 0.5044 | 0.48927 | 0.47459 | 0.46035 | 0.44654 | 0.43315 | 0.42015 | 0.40755 | 0.39532 | 0.38346 | 0.37196 | 0.3608 | 0.34997 | 0.33947 | 0.32929 | 0.31941 | 0.30983 | 0.30053 | 0.29152 | 0.28277 | 0.27429 | 0.26606 | 0.25808 | 0.25034 | 0.24283
| Energy cost (£/kWh) |  |  | 0.12 | 0.132 | 0.1452 | 0.15972 | 0.17569 | 0.19326 | 0.21259 | 0.23385 | 0.25723 | 0.28295 | 0.31125 | 0.34237 | 0.37661 | 0.41427 | 0.4557 | 0.50127 | 0.5514 | 0.60654 | 0.66719 | 0.73391 | 0.8073 | 0.88803 | 0.97683 | 1.0745 | 1.182 | 1.3002
Embodied energy (kWh)
Recurring embodied energy (kWh)
| Operational energy (kWh) |  |  | 0 | 0 | 0 | 0 | 0 | 0 | 0 | 0 | 0 | 0 | 0 | 0 | 0 | 0 | 0 | 0 | 0 | 0 | 0 | 0 | 0 | 0 | 0 | 0 | 0 | 0
Embodied carbon (kWh)
Recurring embodied carbon (kWh)
| Operational carbon (kgCO2e) |  |  | 0 | 0 | 0 | 0 | 0 | 0 | 0 | 0 | 0 | 0 | 0 | 0 | 0 | 0 | 0 | 0 | 0 | 0 | 0 | 0 | 0 | 0 | 0 | 0 | 0 | 0
Capital cost (£)
Recurring costs (£)
| Energy cost (£) |  |  | 0 | 0 | 0 | 0 | 0 | 0 | 0 | 0 | 0 | 0 | 0 | 0 | 0 | 0 | 0 | 0 | 0 | 0 | 0 | 0 | 0 | 0 | 0 | 0 | 0 | 0
| Carbon cost (£) |  |  | 0 | 0 | 0 | 0 | 0 | 0 | 0 | 0 | 0 | 0 | 0 | 0 | 0 | 0 | 0 | 0 | 0 | 0 | 0 | 0 | 0 | 0 | 0 | 0 | 0 | 0
| Total cost (£) |  |  | 0 | 0 | 0 | 0 | 0 | 0 | 0 | 0 | 0 | 0 | 0 | 0 | 0 | 0 | 0 | 0 | 0 | 0 | 0 | 0 | 0 | 0 | 0 | 0 | 0 | 0
| Do something cumulative cost (£) |  |  | 0 | 0 | 0 | 0 | 0 | 0 | 0 | 0 | 0 | 0 | 0 | 0 | 0 | 0 | 0 | 0 | 0 | 0 | 0 | 0 | 0 | 0 | 0 | 0 | 0 | 0
| Net present value |  |  | 0 | 0 | 0 | 0 | 0 | 0 | 0 | 0 | 0 | 0 | 0 | 0 | 0 | 0 | 0 | 0 | 0 | 0 | 0 | 0 | 0 | 0 | 0 | 0 | 0 | 0
| Best-case cumulative NPV (£) |  |  | 0 | 0 | 0 | 0 | 0 | 0 | 0 | 0 | 0 | 0 | 0 | 0 | 0 | 0 | 0 | 0 | 0 | 0 | 0 | 0 | 0 | 0 | 0 | 0 | 0 | 0
ventilation tool
2.5:
Use this tool to compare and/or amend natural and mechanical ventilation strategies. Define the flow rate of your system by entering the ventilation rate (12 litres/second/person is recommended for office spaces) and the number of occupants. Select whether your space is naturally or mechanically ventilated. If mechanically ventilated there are a few more selections you can make on control, heat recovery and specific fan powers. Finally, enter costs for the total works.
BETA
© 2016 Expedition Engineering Ltd.
Note on S10: Net Present Value (NPV) is the difference between the present value of cash inflows and the present value of cash outflows. It takes into account capital costs, operational costs/revenues and also introduces the "time value of money", with the discounting of future net cash flows. Refer to the NPV in capital budgeting to analyse the profitability of a projected investment or project. Use the calculation to support the financial decision making, for example, when to replace an existing asset. Note: The graph plots NPV year after year, providing a better understanding of these cash flows.
Note on J11: Theoretically calculated using typical methodologies (includes the use of Heating Degree Days). Note: Ventilation tool is heating only. Currently calculating the energy to heat fresh air, not cool it. Note: Will highlight red if calculated space heating energy is greater then metred data from Step 1.
Note on K11: Note: Warning indicates calculated space heating energy is greater then metred data from Step 1.
Note on P11: If change included in final selection on 'Step 2' home page; estimated space heating saving to be applied after fabric savings.
Note on Q11: Note: Warning indicates calculated space heating energy is greater then metred data from Step 1.
Note on AB11: If change included in final selection on 'Step 2' home page; estimated space heating saving to be applied after fabric savings.
Note on AC11: Note: Warning indicates calculated space heating energy is greater then metred data from Step 1.
Note on P16: 12 litres/second/person is recommended for office spaces.
Note on AB16: 12 litres/second/person is recommended for office spaces.
Note on I23: This refers to natural ventilation with BMS control, i.e., modifying the ventilation flow rate provided by natural means in the space based on some form of control.
Note on O23: This refers to natural ventilation with BMS control, i.e., modifying the ventilation flow rate provided by natural means in the space based on some form of control.
Note on AA23: This refers to natural ventilation with BMS control, i.e., modifying the ventilation flow rate provided by natural means in the space based on some form of control.
Note on K29: Note: Warning indicates calculated auxiliary energy is greater then metred data from Step 1.
Note on Q29: Note: Warning indicates calculated auxiliary energy is greater then metred data from Step 1.
Note on AC29: Note: Warning indicates calculated auxiliary energy is greater then metred data from Step 1.
Note on G32: Specific fan power (SFP)
Note on I32: Select 'user defined' and enter the SFP of your air distribution system or select a predefined system.
Note on M32: Specific fan power (SFP)
Note on O32: Select 'user defined' and enter the SFP of your air distribution system or select a predefined system.
Note on Y32: Specific fan power (SFP)
Note on AA32: Select 'user defined' and enter the SFP of your air distribution system or select a predefined system.
Note on I33: In addition to affecting the fresh air load (i.e. energy to heat the fresh air), demand control of ventilation can also affect the auxiliary energy; where the air flow regulation uses fan speed control.
Note on O33: In addition to affecting the fresh air load (i.e. energy to heat the fresh air), demand control of ventilation can also affect the auxiliary energy; where the air flow regulation uses fan speed control.
Note on AA33: In addition to affecting the fresh air load (i.e. energy to heat the fresh air), demand control of ventilation can also affect the auxiliary energy; where the air flow regulation uses fan speed control.
Note on J36: Estimate hours of ventilation operation. Note: This is only used to calculate auxiliary energy associated with the ventilation systems fans.
Note on P36: Estimate hours of ventilation operation. Note: This is only used to calculate auxiliary energy associated with the ventilation systems fans.
Note on AB36: Estimate hours of ventilation operation. Note: This is only used to calculate auxiliary energy associated with the ventilation systems fans.
Note on J41: One off capital cost to occur at the time specified below. Note: For the 'Current' scenario, in most cases, this is likely to be left blank.
Note on P41: One off capital cost to occur at the time specified below. Note: For the 'Current' scenario, in most cases, this is likely to be left blank.
Note on AB41: One off capital cost to occur at the time specified below. Note: For the 'Current' scenario, in most cases, this is likely to be left blank.
Note on J42: Capital cost to occur at this time. Note: The capital cost entered will be adjusted for inflation to reflect the year it occurs.
Note on P42: Capital cost to occur at this time. Note: The capital cost entered will be adjusted for inflation to reflect the year it occurs.
Note on AB42: Capital cost to occur at this time. Note: The capital cost entered will be adjusted for inflation to reflect the year it occurs.
Note on J44: Operational costs (excluding energy costs) associated with the option. For example parts and labour for maintenance. Note: This cost will occur annually and is adjusted for inflation.
Note on P44: Operational costs (excluding energy costs) associated with the option. For example parts and labour for maintenance. Note: This cost will occur annually and is adjusted for inflation.
Note on AB44: Operational costs (excluding energy costs) associated with the option. For example parts and labour for maintenance. Note: This cost will occur annually and is adjusted for inflation.
Note on J46: Periodic costs that occur at the replacement period defined below. For example, replacing a piece of fabric at its end of life. Note: A 'Replacement period' must be defined below for the replacement cost to occur.
Note on P46: Periodic costs that occur at the replacement period defined below. For example, replacing a piece of fabric at its end of life. Note: A 'Replacement period' must be defined below for the replacement cost to occur.
Note on AB46: Periodic costs that occur at the replacement period defined below. For example, replacing a piece of fabric at its end of life. Note: A 'Replacement period' must be defined below for the replacement cost to occur.
Note on J47: Replacement cost to occur at this frequency and from the time of change as defined above. Note: If 'Time until change' is left blank the replacement period will begin from year 0.
Note on P47: Replacement cost to occur at this frequency and from the time of change as defined above. Note: If 'Time until change' is left blank the replacement period will begin from year 0.
Note on AB47: Replacement cost to occur at this frequency and from the time of change as defined above. Note: If 'Time until change' is left blank the replacement period will begin from year 0.

## SimpleH
Building: | Done
1-19 Torrington Place
| CURRENT (DO THE MINIMUM) |  |  |  |  | PREFERRED OPTION | [5 empty] | GRAPH OF CUMULATIVE NPV | [5 empty] | SECOND OPTION
| Total natural gas used (kWh) |  | 0 |  |  | Total natural gas used (kWh) |  |  | #DIV/0! | [8 empty] | Total natural gas used (kWh) |  |  | #DIV/0!
[6 empty] | Gas not associated with change (kWh) |  |  |  | 0 | [7 empty] | Gas not associated with change (kWh) |  |  |  | 0
| Gas associated with change (kWh) |  |  | 0 |  | Gas associated with change (kWh) |  |  |  | #DIV/0! | [7 empty] | Gas associated with change (kWh) |  |  |  | #DIV/0!
[6 empty] | District heating (kWh) |  |  | 0 | 0 | [7 empty] | District heating (kWh) |  |  | 0 | 0
[6 empty] | Electricity used for heating (kWh) |  |  | 0 | 0 | [7 empty] | Electricity used for heating (kWh) |  |  | 0 | 0
| Energy source: | Natural Gas |  |  |  | Energy source: |  | Natural gas | [9 empty] | Energy source: |  | Natural gas
| Define the system being changed |  |  |  |  | Define the system being changed | [11 empty] | Define the system being changed
| Natural gas used by boiler to be changed (%) |  | 100 | 0
| Area heated by boiler (%) |  | 100 | 17317 |  | Additional area heated by new system (m2) |  |  | 0 | 17317 | [7 empty] | Additional area heated by new system(m2) |  |  | 0 | 17317
| Heating system efficiency (%) |  | 0 | 0 |  | Heating system efficiency (%) |  |  | 0 | 0 | [7 empty] | Heating system efficiency (%) |  |  | 0 | 0
| Select building controls |  |  |  |  | Select type of control | [11 empty] | Select type of control
| TRVs + Room thermostats |  | No | 0 |  | TRVs + Room thermostats |  |  | No | 0 | [7 empty] | TRVs + Room thermostats |  |  | No | 0
| Weather compensation |  | No | 0 |  | Weather compensation |  |  | No | 0 | [7 empty] | Weather compensation |  |  | No | 0
| Optimised start/stop |  | No | 0 |  | Optimised start/stop |  |  | No | 0 | [7 empty] | Optimised start/stop |  |  | No | 0
| Full BMS |  | No | 0 |  | Full BMS |  |  | No | 0 | [7 empty] | Full BMS |  |  | No | 0
| Improved heating system efficiency (%) |  | 0 | 0 |  | Improved heating system efficiency (%) |  |  | 0 | 0 | [7 empty] | Improved heating system efficiency (%) |  |  | 0 | 0
| Est. auxiliary energy (kWh) |  | 0 |  |  | Est. auxiliary energy (kWh) |  |  | 0 | [8 empty] | Est. auxiliary energy (kWh) |  |  | 0
[6 empty] | Est. percentage saving |  |  | #DIV/0! | [8 empty] | Est. percentage saving |  |  | #DIV/0!
W/m2
| Pump power | User defined |  | 0 |  | Pump power |  | User defined |  | 0 | [7 empty] | Pump power |  | User defined |  | 0
| Operational hours |  |  |  |  | Operational hours | [11 empty] | Operational hours
| Hours per day (hrs) |  | 8 | 8 |  | Hours per day (hrs) |  |  | 8 | 8 | [7 empty] | Hours per day (hrs) |  |  | 8 | 8
| Days per week (days) |  | 5 | 5 |  | Days per week (days) |  |  | 5 | 5 | [7 empty] | Days per week (days) |  |  | 5 | 5
| Weeks per year (wks) |  | 40 | 40 |  | Weeks per year (wks) |  |  | 40 | 40 |  | PAYBACK | [5 empty] | Weeks per year (wks) |  |  | 40 | 40
[12 empty] | PREFFERED OPTION |  |  | #N/A | YEARS
| Financial considerations |  |  |  |  | Financial considerations | [5 empty] | SECOND OPTION |  |  | #N/A | YEARS |  | Financial considerations
| Capital cost of change (£) |  | 0 | 0 |  | Capital cost of change (£) |  |  | 0 | 0 | [7 empty] | Capital cost of change (£) |  |  | 0 | 0
| Years until change (yrs) |  | 0 | 0 |  | Years until change (yrs) |  |  | 0 | 0 | [7 empty] | Years until change (yrs) |  |  | 0 | 0
| Maintenance cost (£/yr) |  | 0 | 0 |  | Maintenance cost (£/year) |  |  | 0 | 0 | [7 empty] | Maintenance cost (£/year) |  |  | 0 | 0
| Replacement cost (£) |  | 0 | 0 |  | Replacement cost (£) |  |  | 0 | 0 | [7 empty] | Replacement cost (£) |  |  | 0 | 0
| Replacement period (yrs) |  | 0 | 0 |  | Replacement period (yrs) |  |  | 0 | 0 | [7 empty] | Replacement period (yrs) |  |  | 0 | 0
|  |  |  | 0 | 1 | 2 | 3 | 4 | 5 | 6 | 7 | 8 | 9 | 10 | 11 | 12 | 13 | 14 | 15 | 16 | 17 | 18 | 19 | 20 | 21 | 22 | 23 | 24 | 25
| Year |  |  | 1 | 2 | 3 | 4 | 5 | 6 | 7 | 8 | 9 | 10 | 11 | 12 | 13 | 14 | 15 | 16 | 17 | 18 | 19 | 20 | 21 | 22 | 23 | 24 | 25 | 26
| Payback (Preferred Option) |  | #N/A | #DIV/0! | #DIV/0! | #DIV/0! | #DIV/0! | #DIV/0! | #DIV/0! | #DIV/0! | #DIV/0! | #DIV/0! | #DIV/0! | #DIV/0! | #DIV/0! | #DIV/0! | #DIV/0! | #DIV/0! | #DIV/0! | #DIV/0! | #DIV/0! | #DIV/0! | #DIV/0! | #DIV/0! | #DIV/0! | #DIV/0! | #DIV/0! | #DIV/0! | #DIV/0!
| Payback (Second Option) |  | #N/A | #DIV/0! | #DIV/0! | #DIV/0! | #DIV/0! | #DIV/0! | #DIV/0! | #DIV/0! | #DIV/0! | #DIV/0! | #DIV/0! | #DIV/0! | #DIV/0! | #DIV/0! | #DIV/0! | #DIV/0! | #DIV/0! | #DIV/0! | #DIV/0! | #DIV/0! | #DIV/0! | #DIV/0! | #DIV/0! | #DIV/0! | #DIV/0! | #DIV/0! | #DIV/0!
| User defined |  |  | 0 | 0 | 0 | 0 | 0 | 0 | 0 | 0 | 0 | 0 | 0 | 0 | 0 | 0 | 0 | 0 | 0 | 0 | 0 | 0 | 0 | 0 | 0 | 0 | 0 | 0
| Natural gas |  |  | 0.21 | 0.21 | 0.21 | 0.21 | 0.21 | 0.21 | 0.21 | 0.21 | 0.21 | 0.21 | 0.21 | 0.21 | 0.21 | 0.21 | 0.21 | 0.21 | 0.21 | 0.21 | 0.21 | 0.21 | 0.21 | 0.21 | 0.21 | 0.21 | 0.21 | 0.21
| District heating |  |  | 0.14 | 0.14 | 0.14 | 0.14 | 0.14 | 0.14 | 0.14 | 0.14 | 0.14 | 0.14 | 0.14 | 0.14 | 0.14 | 0.14 | 0.14 | 0.14 | 0.14 | 0.14 | 0.14 | 0.14 | 0.14 | 0.14 | 0.14 | 0.14 | 0.14 | 0.14
| Gas/DH mix |  |  | 0.14 | 0.14 | 0.14 | 0.14 | 0.14 | 0.14 | 0.14 | 0.14 | 0.14 | 0.14 | 0.14 | 0.14 | 0.14 | 0.14 | 0.14 | 0.14 | 0.14 | 0.14 | 0.14 | 0.14 | 0.14 | 0.14 | 0.14 | 0.14 | 0.14 | 0.14
| Grid electricity |  |  | 0.52 | 0.5044 | 0.48927 | 0.47459 | 0.46035 | 0.44654 | 0.43315 | 0.42015 | 0.40755 | 0.39532 | 0.38346 | 0.37196 | 0.3608 | 0.34997 | 0.33947 | 0.32929 | 0.31941 | 0.30983 | 0.30053 | 0.29152 | 0.28277 | 0.27429 | 0.26606 | 0.25808 | 0.25034 | 0.24283
| User defined |  |  | 0 | 0 | 0 | 0 | 0 | 0 | 0 | 0 | 0 | 0 | 0 | 0 | 0 | 0 | 0 | 0 | 0 | 0 | 0 | 0 | 0 | 0 | 0 | 0 | 0 | 0
| Natural gas |  |  | 0.04 | 0.0424 | 0.044944 | 0.047641 | 0.050499 | 0.053529 | 0.056741 | 0.060145 | 0.063754 | 0.067579 | 0.071634 | 0.075932 | 0.080488 | 0.085317 | 0.090436 | 0.095862 | 0.10161 | 0.10771 | 0.11417 | 0.12102 | 0.12829 | 0.13598 | 0.14414 | 0.15279 | 0.16196 | 0.17167
| District heating |  |  | 0.02 | 0.0212 | 0.022472 | 0.02382 | 0.02525 | 0.026765 | 0.02837 | 0.030073 | 0.031877 | 0.03379 | 0.035817 | 0.037966 | 0.040244 | 0.042659 | 0.045218 | 0.047931 | 0.050807 | 0.053855 | 0.057087 | 0.060512 | 0.064143 | 0.067991 | 0.072071 | 0.076395 | 0.080979 | 0.085837
| Gas/DH mix |  |  | 0.0544 | 0.057664 | 0.061124 | 0.064791 | 0.068679 | 0.072799 | 0.077167 | 0.081797 | 0.086705 | 0.091908 | 0.097422 | 0.10327 | 0.10946 | 0.11603 | 0.12299 | 0.13037 | 0.1382 | 0.14649 | 0.15528 | 0.16459 | 0.17447 | 0.18494 | 0.19603 | 0.20779 | 0.22026 | 0.23348
| Grid electricity |  |  | 0.12 | 0.132 | 0.1452 | 0.15972 | 0.17569 | 0.19326 | 0.21259 | 0.23385 | 0.25723 | 0.28295 | 0.31125 | 0.34237 | 0.37661 | 0.41427 | 0.4557 | 0.50127 | 0.5514 | 0.60654 | 0.66719 | 0.73391 | 0.8073 | 0.88803 | 0.97683 | 1.0745 | 1.182 | 1.3002
| Inflation (%) |  |  | 1 | 1.02 | 1.0404 | 1.0612 | 1.0824 | 1.1041 | 1.1262 | 1.1487 | 1.1717 | 1.1951 | 1.219 | 1.2434 | 1.2682 | 1.2936 | 1.3195 | 1.3459 | 1.3728 | 1.4002 | 1.4282 | 1.4568 | 1.4859 | 1.5157 | 1.546 | 1.5769 | 1.6084 | 1.6406
| CO2e cost (£/kgCO2e) |  |  | 0.1 | 0.102 | 0.10404 | 0.10612 | 0.10824 | 0.11041 | 0.11262 | 0.11487 | 0.11717 | 0.11951 | 0.1219 | 0.12434 | 0.12682 | 0.12936 | 0.13195 | 0.13459 | 0.13728 | 0.14002 | 0.14282 | 0.14568 | 0.14859 | 0.15157 | 0.1546 | 0.15769 | 0.16084 | 0.16406
CURRENT (DO NOTHING)
Energy CO2e (CO2e/kWh)
Energy cost (£/kWh)
Embodied energy (kWh)
Recurring embodied energy (kWh)
| Operational energy (kWh) |  |  | 0 | 0 | 0 | 0 | 0 | 0 | 0 | 0 | 0 | 0 | 0 | 0 | 0 | 0 | 0 | 0 | 0 | 0 | 0 | 0 | 0 | 0 | 0 | 0 | 0 | 0
Embodied carbon (kWh)
Recurring embodied carbon (kWh)
| Operational carbon (kgCO2e) |  |  | 0 | 0 | 0 | 0 | 0 | 0 | 0 | 0 | 0 | 0 | 0 | 0 | 0 | 0 | 0 | 0 | 0 | 0 | 0 | 0 | 0 | 0 | 0 | 0 | 0 | 0
| Capital cost (£) |  |  | 0 | 0 | 0 | 0 | 0 | 0 | 0 | 0 | 0 | 0 | 0 | 0 | 0 | 0 | 0 | 0 | 0 | 0 | 0 | 0 | 0 | 0 | 0 | 0 | 0 | 0
| Recurring costs (£) |  |  | 0 | 0 | 0 | 0 | 0 | 0 | 0 | 0 | 0 | 0 | 0 | 0 | 0 | 0 | 0 | 0 | 0 | 0 | 0 | 0 | 0 | 0 | 0 | 0 | 0 | 0
| Energy cost (£) |  |  | 0 | 0 | 0 | 0 | 0 | 0 | 0 | 0 | 0 | 0 | 0 | 0 | 0 | 0 | 0 | 0 | 0 | 0 | 0 | 0 | 0 | 0 | 0 | 0 | 0 | 0
| Carbon cost (£) |  |  | 0 | 0 | 0 | 0 | 0 | 0 | 0 | 0 | 0 | 0 | 0 | 0 | 0 | 0 | 0 | 0 | 0 | 0 | 0 | 0 | 0 | 0 | 0 | 0 | 0 | 0
| Total cost (£) |  |  | 0 | 0 | 0 | 0 | 0 | 0 | 0 | 0 | 0 | 0 | 0 | 0 | 0 | 0 | 0 | 0 | 0 | 0 | 0 | 0 | 0 | 0 | 0 | 0 | 0 | 0
| Do nothing cumulative cost (£) |  |  | 0 | 0 | 0 | 0 | 0 | 0 | 0 | 0 | 0 | 0 | 0 | 0 | 0 | 0 | 0 | 0 | 0 | 0 | 0 | 0 | 0 | 0 | 0 | 0 | 0 | 0
| Net present value |  |  | 0 | 0 | 0 | 0 | 0 | 0 | 0 | 0 | 0 | 0 | 0 | 0 | 0 | 0 | 0 | 0 | 0 | 0 | 0 | 0 | 0 | 0 | 0 | 0 | 0 | 0
| Baseline cumulative NPV (£) |  |  | 0 | 0 | 0 | 0 | 0 | 0 | 0 | 0 | 0 | 0 | 0 | 0 | 0 | 0 | 0 | 0 | 0 | 0 | 0 | 0 | 0 | 0 | 0 | 0 | 0 | 0
PREFERRED OPTION
Energy CO2e (CO2e/kWh)
Energy cost (£/kWh)
Embodied energy (kWh)
Recurring embodied energy (kWh)
| Operational energy (kWh) |  |  | #DIV/0! | #DIV/0! | #DIV/0! | #DIV/0! | #DIV/0! | #DIV/0! | #DIV/0! | #DIV/0! | #DIV/0! | #DIV/0! | #DIV/0! | #DIV/0! | #DIV/0! | #DIV/0! | #DIV/0! | #DIV/0! | #DIV/0! | #DIV/0! | #DIV/0! | #DIV/0! | #DIV/0! | #DIV/0! | #DIV/0! | #DIV/0! | #DIV/0! | #DIV/0!
Embodied carbon (kWh)
Recurring embodied carbon (kWh)
| Operational carbon (kgCO2e) |  |  | #DIV/0! | #DIV/0! | #DIV/0! | #DIV/0! | #DIV/0! | #DIV/0! | #DIV/0! | #DIV/0! | #DIV/0! | #DIV/0! | #DIV/0! | #DIV/0! | #DIV/0! | #DIV/0! | #DIV/0! | #DIV/0! | #DIV/0! | #DIV/0! | #DIV/0! | #DIV/0! | #DIV/0! | #DIV/0! | #DIV/0! | #DIV/0! | #DIV/0! | #DIV/0!
| Capital cost (£) |  |  | 0 | 0 | 0 | 0 | 0 | 0 | 0 | 0 | 0 | 0 | 0 | 0 | 0 | 0 | 0 | 0 | 0 | 0 | 0 | 0 | 0 | 0 | 0 | 0 | 0 | 0
| Recurring costs (£) |  |  | 0 | 0 | 0 | 0 | 0 | 0 | 0 | 0 | 0 | 0 | 0 | 0 | 0 | 0 | 0 | 0 | 0 | 0 | 0 | 0 | 0 | 0 | 0 | 0 | 0 | 0
| Energy cost (£) |  |  | #DIV/0! | #DIV/0! | #DIV/0! | #DIV/0! | #DIV/0! | #DIV/0! | #DIV/0! | #DIV/0! | #DIV/0! | #DIV/0! | #DIV/0! | #DIV/0! | #DIV/0! | #DIV/0! | #DIV/0! | #DIV/0! | #DIV/0! | #DIV/0! | #DIV/0! | #DIV/0! | #DIV/0! | #DIV/0! | #DIV/0! | #DIV/0! | #DIV/0! | #DIV/0!
| Carbon cost (£) |  |  | #DIV/0! | #DIV/0! | #DIV/0! | #DIV/0! | #DIV/0! | #DIV/0! | #DIV/0! | #DIV/0! | #DIV/0! | #DIV/0! | #DIV/0! | #DIV/0! | #DIV/0! | #DIV/0! | #DIV/0! | #DIV/0! | #DIV/0! | #DIV/0! | #DIV/0! | #DIV/0! | #DIV/0! | #DIV/0! | #DIV/0! | #DIV/0! | #DIV/0! | #DIV/0!
| Total cost (£) |  |  | #DIV/0! | #DIV/0! | #DIV/0! | #DIV/0! | #DIV/0! | #DIV/0! | #DIV/0! | #DIV/0! | #DIV/0! | #DIV/0! | #DIV/0! | #DIV/0! | #DIV/0! | #DIV/0! | #DIV/0! | #DIV/0! | #DIV/0! | #DIV/0! | #DIV/0! | #DIV/0! | #DIV/0! | #DIV/0! | #DIV/0! | #DIV/0! | #DIV/0! | #DIV/0!
| Do something cumulative cost (£) |  |  | #DIV/0! | #DIV/0! | #DIV/0! | #DIV/0! | #DIV/0! | #DIV/0! | #DIV/0! | #DIV/0! | #DIV/0! | #DIV/0! | #DIV/0! | #DIV/0! | #DIV/0! | #DIV/0! | #DIV/0! | #DIV/0! | #DIV/0! | #DIV/0! | #DIV/0! | #DIV/0! | #DIV/0! | #DIV/0! | #DIV/0! | #DIV/0! | #DIV/0! | #DIV/0!
| Net present value |  |  | #DIV/0! | #DIV/0! | #DIV/0! | #DIV/0! | #DIV/0! | #DIV/0! | #DIV/0! | #DIV/0! | #DIV/0! | #DIV/0! | #DIV/0! | #DIV/0! | #DIV/0! | #DIV/0! | #DIV/0! | #DIV/0! | #DIV/0! | #DIV/0! | #DIV/0! | #DIV/0! | #DIV/0! | #DIV/0! | #DIV/0! | #DIV/0! | #DIV/0! | #DIV/0!
| Planned cumulative NPV (£) |  |  | #DIV/0! | #DIV/0! | #DIV/0! | #DIV/0! | #DIV/0! | #DIV/0! | #DIV/0! | #DIV/0! | #DIV/0! | #DIV/0! | #DIV/0! | #DIV/0! | #DIV/0! | #DIV/0! | #DIV/0! | #DIV/0! | #DIV/0! | #DIV/0! | #DIV/0! | #DIV/0! | #DIV/0! | #DIV/0! | #DIV/0! | #DIV/0! | #DIV/0! | #DIV/0!
SECOND OPTION
Energy CO2e (CO2e/kWh)
Energy cost (£/kWh)
Embodied energy (kWh)
Recurring embodied energy (kWh)
| Operational energy (kWh) |  |  | #DIV/0! | #DIV/0! | #DIV/0! | #DIV/0! | #DIV/0! | #DIV/0! | #DIV/0! | #DIV/0! | #DIV/0! | #DIV/0! | #DIV/0! | #DIV/0! | #DIV/0! | #DIV/0! | #DIV/0! | #DIV/0! | #DIV/0! | #DIV/0! | #DIV/0! | #DIV/0! | #DIV/0! | #DIV/0! | #DIV/0! | #DIV/0! | #DIV/0! | #DIV/0!
Embodied carbon (kWh)
Recurring embodied carbon (kWh)
| Operational carbon (kgCO2e) |  |  | #DIV/0! | #DIV/0! | #DIV/0! | #DIV/0! | #DIV/0! | #DIV/0! | #DIV/0! | #DIV/0! | #DIV/0! | #DIV/0! | #DIV/0! | #DIV/0! | #DIV/0! | #DIV/0! | #DIV/0! | #DIV/0! | #DIV/0! | #DIV/0! | #DIV/0! | #DIV/0! | #DIV/0! | #DIV/0! | #DIV/0! | #DIV/0! | #DIV/0! | #DIV/0!
| Capital cost (£) |  |  | 0 | 0 | 0 | 0 | 0 | 0 | 0 | 0 | 0 | 0 | 0 | 0 | 0 | 0 | 0 | 0 | 0 | 0 | 0 | 0 | 0 | 0 | 0 | 0 | 0 | 0
| Recurring costs (£) |  |  | 0 | 0 | 0 | 0 | 0 | 0 | 0 | 0 | 0 | 0 | 0 | 0 | 0 | 0 | 0 | 0 | 0 | 0 | 0 | 0 | 0 | 0 | 0 | 0 | 0 | 0
| Energy cost (£) |  |  | #DIV/0! | #DIV/0! | #DIV/0! | #DIV/0! | #DIV/0! | #DIV/0! | #DIV/0! | #DIV/0! | #DIV/0! | #DIV/0! | #DIV/0! | #DIV/0! | #DIV/0! | #DIV/0! | #DIV/0! | #DIV/0! | #DIV/0! | #DIV/0! | #DIV/0! | #DIV/0! | #DIV/0! | #DIV/0! | #DIV/0! | #DIV/0! | #DIV/0! | #DIV/0!
| Carbon cost (£) |  |  | #DIV/0! | #DIV/0! | #DIV/0! | #DIV/0! | #DIV/0! | #DIV/0! | #DIV/0! | #DIV/0! | #DIV/0! | #DIV/0! | #DIV/0! | #DIV/0! | #DIV/0! | #DIV/0! | #DIV/0! | #DIV/0! | #DIV/0! | #DIV/0! | #DIV/0! | #DIV/0! | #DIV/0! | #DIV/0! | #DIV/0! | #DIV/0! | #DIV/0! | #DIV/0!
| Total cost (£) |  |  | #DIV/0! | #DIV/0! | #DIV/0! | #DIV/0! | #DIV/0! | #DIV/0! | #DIV/0! | #DIV/0! | #DIV/0! | #DIV/0! | #DIV/0! | #DIV/0! | #DIV/0! | #DIV/0! | #DIV/0! | #DIV/0! | #DIV/0! | #DIV/0! | #DIV/0! | #DIV/0! | #DIV/0! | #DIV/0! | #DIV/0! | #DIV/0! | #DIV/0! | #DIV/0!
| Do something cumulative cost (£) |  |  | #DIV/0! | #DIV/0! | #DIV/0! | #DIV/0! | #DIV/0! | #DIV/0! | #DIV/0! | #DIV/0! | #DIV/0! | #DIV/0! | #DIV/0! | #DIV/0! | #DIV/0! | #DIV/0! | #DIV/0! | #DIV/0! | #DIV/0! | #DIV/0! | #DIV/0! | #DIV/0! | #DIV/0! | #DIV/0! | #DIV/0! | #DIV/0! | #DIV/0! | #DIV/0!
| Net present value |  |  | #DIV/0! | #DIV/0! | #DIV/0! | #DIV/0! | #DIV/0! | #DIV/0! | #DIV/0! | #DIV/0! | #DIV/0! | #DIV/0! | #DIV/0! | #DIV/0! | #DIV/0! | #DIV/0! | #DIV/0! | #DIV/0! | #DIV/0! | #DIV/0! | #DIV/0! | #DIV/0! | #DIV/0! | #DIV/0! | #DIV/0! | #DIV/0! | #DIV/0! | #DIV/0!
| Best-case cumulative NPV (£) |  |  | #DIV/0! | #DIV/0! | #DIV/0! | #DIV/0! | #DIV/0! | #DIV/0! | #DIV/0! | #DIV/0! | #DIV/0! | #DIV/0! | #DIV/0! | #DIV/0! | #DIV/0! | #DIV/0! | #DIV/0! | #DIV/0! | #DIV/0! | #DIV/0! | #DIV/0! | #DIV/0! | #DIV/0! | #DIV/0! | #DIV/0! | #DIV/0! | #DIV/0! | #DIV/0!
CURRENT (DO NOTHING) HEATING
| Energy CO2e (CO2e/kWh) |  |  | 0.21 | 0.21 | 0.21 | 0.21 | 0.21 | 0.21 | 0.21 | 0.21 | 0.21 | 0.21 | 0.21 | 0.21 | 0.21 | 0.21 | 0.21 | 0.21 | 0.21 | 0.21 | 0.21 | 0.21 | 0.21 | 0.21 | 0.21 | 0.21 | 0.21 | 0.21
| Energy cost (£/kWh) |  |  | 0.04 | 0.0424 | 0.044944 | 0.047641 | 0.050499 | 0.053529 | 0.056741 | 0.060145 | 0.063754 | 0.067579 | 0.071634 | 0.075932 | 0.080488 | 0.085317 | 0.090436 | 0.095862 | 0.10161 | 0.10771 | 0.11417 | 0.12102 | 0.12829 | 0.13598 | 0.14414 | 0.15279 | 0.16196 | 0.17167
Embodied energy (kWh)
Recurring embodied energy (kWh)
| Operational energy (kWh) |  |  | 0 | 0 | 0 | 0 | 0 | 0 | 0 | 0 | 0 | 0 | 0 | 0 | 0 | 0 | 0 | 0 | 0 | 0 | 0 | 0 | 0 | 0 | 0 | 0 | 0 | 0
Embodied carbon (kWh)
Recurring embodied carbon (kWh)
| Operational carbon (kgCO2e) |  |  | 0 | 0 | 0 | 0 | 0 | 0 | 0 | 0 | 0 | 0 | 0 | 0 | 0 | 0 | 0 | 0 | 0 | 0 | 0 | 0 | 0 | 0 | 0 | 0 | 0 | 0
Capital cost (£)
Recurring costs (£)
| Energy cost (£) |  |  | 0 | 0 | 0 | 0 | 0 | 0 | 0 | 0 | 0 | 0 | 0 | 0 | 0 | 0 | 0 | 0 | 0 | 0 | 0 | 0 | 0 | 0 | 0 | 0 | 0 | 0
| Carbon cost (£) |  |  | 0 | 0 | 0 | 0 | 0 | 0 | 0 | 0 | 0 | 0 | 0 | 0 | 0 | 0 | 0 | 0 | 0 | 0 | 0 | 0 | 0 | 0 | 0 | 0 | 0 | 0
| Total cost (£) |  |  | 0 | 0 | 0 | 0 | 0 | 0 | 0 | 0 | 0 | 0 | 0 | 0 | 0 | 0 | 0 | 0 | 0 | 0 | 0 | 0 | 0 | 0 | 0 | 0 | 0 | 0
| Do nothing cumulative cost (£) |  |  | 0 | 0 | 0 | 0 | 0 | 0 | 0 | 0 | 0 | 0 | 0 | 0 | 0 | 0 | 0 | 0 | 0 | 0 | 0 | 0 | 0 | 0 | 0 | 0 | 0 | 0
| Net present value |  |  | 0 | 0 | 0 | 0 | 0 | 0 | 0 | 0 | 0 | 0 | 0 | 0 | 0 | 0 | 0 | 0 | 0 | 0 | 0 | 0 | 0 | 0 | 0 | 0 | 0 | 0
| Baseline cumulative NPV (£) |  |  | 0 | 0 | 0 | 0 | 0 | 0 | 0 | 0 | 0 | 0 | 0 | 0 | 0 | 0 | 0 | 0 | 0 | 0 | 0 | 0 | 0 | 0 | 0 | 0 | 0 | 0
PO HEATING
| Energy CO2e (CO2e/kWh) |  |  | 0.21 | 0.21 | 0.21 | 0.21 | 0.21 | 0.21 | 0.21 | 0.21 | 0.21 | 0.21 | 0.21 | 0.21 | 0.21 | 0.21 | 0.21 | 0.21 | 0.21 | 0.21 | 0.21 | 0.21 | 0.21 | 0.21 | 0.21 | 0.21 | 0.21 | 0.21
| Energy cost (£/kWh) |  |  | 0.04 | 0.0424 | 0.044944 | 0.047641 | 0.050499 | 0.053529 | 0.056741 | 0.060145 | 0.063754 | 0.067579 | 0.071634 | 0.075932 | 0.080488 | 0.085317 | 0.090436 | 0.095862 | 0.10161 | 0.10771 | 0.11417 | 0.12102 | 0.12829 | 0.13598 | 0.14414 | 0.15279 | 0.16196 | 0.17167
Embodied energy (kWh)
Recurring embodied energy (kWh)
| Operational energy (kWh) |  |  | #DIV/0! | #DIV/0! | #DIV/0! | #DIV/0! | #DIV/0! | #DIV/0! | #DIV/0! | #DIV/0! | #DIV/0! | #DIV/0! | #DIV/0! | #DIV/0! | #DIV/0! | #DIV/0! | #DIV/0! | #DIV/0! | #DIV/0! | #DIV/0! | #DIV/0! | #DIV/0! | #DIV/0! | #DIV/0! | #DIV/0! | #DIV/0! | #DIV/0! | #DIV/0!
Embodied carbon (kWh)
Recurring embodied carbon (kWh)
| Operational carbon (kgCO2e) |  |  | #DIV/0! | #DIV/0! | #DIV/0! | #DIV/0! | #DIV/0! | #DIV/0! | #DIV/0! | #DIV/0! | #DIV/0! | #DIV/0! | #DIV/0! | #DIV/0! | #DIV/0! | #DIV/0! | #DIV/0! | #DIV/0! | #DIV/0! | #DIV/0! | #DIV/0! | #DIV/0! | #DIV/0! | #DIV/0! | #DIV/0! | #DIV/0! | #DIV/0! | #DIV/0!
Capital cost (£)
Recurring costs (£)
| Energy cost (£) |  |  | #DIV/0! | #DIV/0! | #DIV/0! | #DIV/0! | #DIV/0! | #DIV/0! | #DIV/0! | #DIV/0! | #DIV/0! | #DIV/0! | #DIV/0! | #DIV/0! | #DIV/0! | #DIV/0! | #DIV/0! | #DIV/0! | #DIV/0! | #DIV/0! | #DIV/0! | #DIV/0! | #DIV/0! | #DIV/0! | #DIV/0! | #DIV/0! | #DIV/0! | #DIV/0!
| Carbon cost (£) |  |  | #DIV/0! | #DIV/0! | #DIV/0! | #DIV/0! | #DIV/0! | #DIV/0! | #DIV/0! | #DIV/0! | #DIV/0! | #DIV/0! | #DIV/0! | #DIV/0! | #DIV/0! | #DIV/0! | #DIV/0! | #DIV/0! | #DIV/0! | #DIV/0! | #DIV/0! | #DIV/0! | #DIV/0! | #DIV/0! | #DIV/0! | #DIV/0! | #DIV/0! | #DIV/0!
| Total cost (£) |  |  | #DIV/0! | #DIV/0! | #DIV/0! | #DIV/0! | #DIV/0! | #DIV/0! | #DIV/0! | #DIV/0! | #DIV/0! | #DIV/0! | #DIV/0! | #DIV/0! | #DIV/0! | #DIV/0! | #DIV/0! | #DIV/0! | #DIV/0! | #DIV/0! | #DIV/0! | #DIV/0! | #DIV/0! | #DIV/0! | #DIV/0! | #DIV/0! | #DIV/0! | #DIV/0!
| Do something cumulative cost (£) |  |  | #DIV/0! | #DIV/0! | #DIV/0! | #DIV/0! | #DIV/0! | #DIV/0! | #DIV/0! | #DIV/0! | #DIV/0! | #DIV/0! | #DIV/0! | #DIV/0! | #DIV/0! | #DIV/0! | #DIV/0! | #DIV/0! | #DIV/0! | #DIV/0! | #DIV/0! | #DIV/0! | #DIV/0! | #DIV/0! | #DIV/0! | #DIV/0! | #DIV/0! | #DIV/0!
| Net present value |  |  | #DIV/0! | #DIV/0! | #DIV/0! | #DIV/0! | #DIV/0! | #DIV/0! | #DIV/0! | #DIV/0! | #DIV/0! | #DIV/0! | #DIV/0! | #DIV/0! | #DIV/0! | #DIV/0! | #DIV/0! | #DIV/0! | #DIV/0! | #DIV/0! | #DIV/0! | #DIV/0! | #DIV/0! | #DIV/0! | #DIV/0! | #DIV/0! | #DIV/0! | #DIV/0!
| Planned cumulative NPV (£) |  |  | #DIV/0! | #DIV/0! | #DIV/0! | #DIV/0! | #DIV/0! | #DIV/0! | #DIV/0! | #DIV/0! | #DIV/0! | #DIV/0! | #DIV/0! | #DIV/0! | #DIV/0! | #DIV/0! | #DIV/0! | #DIV/0! | #DIV/0! | #DIV/0! | #DIV/0! | #DIV/0! | #DIV/0! | #DIV/0! | #DIV/0! | #DIV/0! | #DIV/0! | #DIV/0!
SO HEATING
| Energy CO2e (CO2e/kWh) |  |  | 0.21 | 0.21 | 0.21 | 0.21 | 0.21 | 0.21 | 0.21 | 0.21 | 0.21 | 0.21 | 0.21 | 0.21 | 0.21 | 0.21 | 0.21 | 0.21 | 0.21 | 0.21 | 0.21 | 0.21 | 0.21 | 0.21 | 0.21 | 0.21 | 0.21 | 0.21
| Energy cost (£/kWh) |  |  | 0.04 | 0.0424 | 0.044944 | 0.047641 | 0.050499 | 0.053529 | 0.056741 | 0.060145 | 0.063754 | 0.067579 | 0.071634 | 0.075932 | 0.080488 | 0.085317 | 0.090436 | 0.095862 | 0.10161 | 0.10771 | 0.11417 | 0.12102 | 0.12829 | 0.13598 | 0.14414 | 0.15279 | 0.16196 | 0.17167
Embodied energy (kWh)
Recurring embodied energy (kWh)
| Operational energy (kWh) |  |  | #DIV/0! | #DIV/0! | #DIV/0! | #DIV/0! | #DIV/0! | #DIV/0! | #DIV/0! | #DIV/0! | #DIV/0! | #DIV/0! | #DIV/0! | #DIV/0! | #DIV/0! | #DIV/0! | #DIV/0! | #DIV/0! | #DIV/0! | #DIV/0! | #DIV/0! | #DIV/0! | #DIV/0! | #DIV/0! | #DIV/0! | #DIV/0! | #DIV/0! | #DIV/0!
Embodied carbon (kWh)
Recurring embodied carbon (kWh)
| Operational carbon (kgCO2e) |  |  | #DIV/0! | #DIV/0! | #DIV/0! | #DIV/0! | #DIV/0! | #DIV/0! | #DIV/0! | #DIV/0! | #DIV/0! | #DIV/0! | #DIV/0! | #DIV/0! | #DIV/0! | #DIV/0! | #DIV/0! | #DIV/0! | #DIV/0! | #DIV/0! | #DIV/0! | #DIV/0! | #DIV/0! | #DIV/0! | #DIV/0! | #DIV/0! | #DIV/0! | #DIV/0!
Capital cost (£)
Recurring costs (£)
| Energy cost (£) |  |  | #DIV/0! | #DIV/0! | #DIV/0! | #DIV/0! | #DIV/0! | #DIV/0! | #DIV/0! | #DIV/0! | #DIV/0! | #DIV/0! | #DIV/0! | #DIV/0! | #DIV/0! | #DIV/0! | #DIV/0! | #DIV/0! | #DIV/0! | #DIV/0! | #DIV/0! | #DIV/0! | #DIV/0! | #DIV/0! | #DIV/0! | #DIV/0! | #DIV/0! | #DIV/0!
| Carbon cost (£) |  |  | #DIV/0! | #DIV/0! | #DIV/0! | #DIV/0! | #DIV/0! | #DIV/0! | #DIV/0! | #DIV/0! | #DIV/0! | #DIV/0! | #DIV/0! | #DIV/0! | #DIV/0! | #DIV/0! | #DIV/0! | #DIV/0! | #DIV/0! | #DIV/0! | #DIV/0! | #DIV/0! | #DIV/0! | #DIV/0! | #DIV/0! | #DIV/0! | #DIV/0! | #DIV/0!
| Total cost (£) |  |  | #DIV/0! | #DIV/0! | #DIV/0! | #DIV/0! | #DIV/0! | #DIV/0! | #DIV/0! | #DIV/0! | #DIV/0! | #DIV/0! | #DIV/0! | #DIV/0! | #DIV/0! | #DIV/0! | #DIV/0! | #DIV/0! | #DIV/0! | #DIV/0! | #DIV/0! | #DIV/0! | #DIV/0! | #DIV/0! | #DIV/0! | #DIV/0! | #DIV/0! | #DIV/0!
| Do something cumulative cost (£) |  |  | #DIV/0! | #DIV/0! | #DIV/0! | #DIV/0! | #DIV/0! | #DIV/0! | #DIV/0! | #DIV/0! | #DIV/0! | #DIV/0! | #DIV/0! | #DIV/0! | #DIV/0! | #DIV/0! | #DIV/0! | #DIV/0! | #DIV/0! | #DIV/0! | #DIV/0! | #DIV/0! | #DIV/0! | #DIV/0! | #DIV/0! | #DIV/0! | #DIV/0! | #DIV/0!
| Net present value |  |  | #DIV/0! | #DIV/0! | #DIV/0! | #DIV/0! | #DIV/0! | #DIV/0! | #DIV/0! | #DIV/0! | #DIV/0! | #DIV/0! | #DIV/0! | #DIV/0! | #DIV/0! | #DIV/0! | #DIV/0! | #DIV/0! | #DIV/0! | #DIV/0! | #DIV/0! | #DIV/0! | #DIV/0! | #DIV/0! | #DIV/0! | #DIV/0! | #DIV/0! | #DIV/0!
| Best-case cumulative NPV (£) |  |  | #DIV/0! | #DIV/0! | #DIV/0! | #DIV/0! | #DIV/0! | #DIV/0! | #DIV/0! | #DIV/0! | #DIV/0! | #DIV/0! | #DIV/0! | #DIV/0! | #DIV/0! | #DIV/0! | #DIV/0! | #DIV/0! | #DIV/0! | #DIV/0! | #DIV/0! | #DIV/0! | #DIV/0! | #DIV/0! | #DIV/0! | #DIV/0! | #DIV/0! | #DIV/0!
CURRENT (DO NOTHING) AUXILLARY
| Energy CO2e (CO2e/kWh) |  |  | 0.52 | 0.5044 | 0.48927 | 0.47459 | 0.46035 | 0.44654 | 0.43315 | 0.42015 | 0.40755 | 0.39532 | 0.38346 | 0.37196 | 0.3608 | 0.34997 | 0.33947 | 0.32929 | 0.31941 | 0.30983 | 0.30053 | 0.29152 | 0.28277 | 0.27429 | 0.26606 | 0.25808 | 0.25034 | 0.24283
| Energy cost (£/kWh) |  |  | 0.12 | 0.132 | 0.1452 | 0.15972 | 0.17569 | 0.19326 | 0.21259 | 0.23385 | 0.25723 | 0.28295 | 0.31125 | 0.34237 | 0.37661 | 0.41427 | 0.4557 | 0.50127 | 0.5514 | 0.60654 | 0.66719 | 0.73391 | 0.8073 | 0.88803 | 0.97683 | 1.0745 | 1.182 | 1.3002
Embodied energy (kWh)
Recurring embodied energy (kWh)
| Operational energy (kWh) |  |  | 0 | 0 | 0 | 0 | 0 | 0 | 0 | 0 | 0 | 0 | 0 | 0 | 0 | 0 | 0 | 0 | 0 | 0 | 0 | 0 | 0 | 0 | 0 | 0 | 0 | 0
Embodied carbon (kWh)
Recurring embodied carbon (kWh)
| Operational carbon (kgCO2e) |  |  | 0 | 0 | 0 | 0 | 0 | 0 | 0 | 0 | 0 | 0 | 0 | 0 | 0 | 0 | 0 | 0 | 0 | 0 | 0 | 0 | 0 | 0 | 0 | 0 | 0 | 0
Capital cost (£)
Recurring costs (£)
| Energy cost (£) |  |  | 0 | 0 | 0 | 0 | 0 | 0 | 0 | 0 | 0 | 0 | 0 | 0 | 0 | 0 | 0 | 0 | 0 | 0 | 0 | 0 | 0 | 0 | 0 | 0 | 0 | 0
| Carbon cost (£) |  |  | 0 | 0 | 0 | 0 | 0 | 0 | 0 | 0 | 0 | 0 | 0 | 0 | 0 | 0 | 0 | 0 | 0 | 0 | 0 | 0 | 0 | 0 | 0 | 0 | 0 | 0
| Total cost (£) |  |  | 0 | 0 | 0 | 0 | 0 | 0 | 0 | 0 | 0 | 0 | 0 | 0 | 0 | 0 | 0 | 0 | 0 | 0 | 0 | 0 | 0 | 0 | 0 | 0 | 0 | 0
| Do nothing cumulative cost (£) |  |  | 0 | 0 | 0 | 0 | 0 | 0 | 0 | 0 | 0 | 0 | 0 | 0 | 0 | 0 | 0 | 0 | 0 | 0 | 0 | 0 | 0 | 0 | 0 | 0 | 0 | 0
| Net present value |  |  | 0 | 0 | 0 | 0 | 0 | 0 | 0 | 0 | 0 | 0 | 0 | 0 | 0 | 0 | 0 | 0 | 0 | 0 | 0 | 0 | 0 | 0 | 0 | 0 | 0 | 0
| Baseline cumulative NPV (£) |  |  | 0 | 0 | 0 | 0 | 0 | 0 | 0 | 0 | 0 | 0 | 0 | 0 | 0 | 0 | 0 | 0 | 0 | 0 | 0 | 0 | 0 | 0 | 0 | 0 | 0 | 0
PO AUXILLARY
| Energy CO2e (CO2e/kWh) |  |  | 0.52 | 0.5044 | 0.48927 | 0.47459 | 0.46035 | 0.44654 | 0.43315 | 0.42015 | 0.40755 | 0.39532 | 0.38346 | 0.37196 | 0.3608 | 0.34997 | 0.33947 | 0.32929 | 0.31941 | 0.30983 | 0.30053 | 0.29152 | 0.28277 | 0.27429 | 0.26606 | 0.25808 | 0.25034 | 0.24283
| Energy cost (£/kWh) |  |  | 0.12 | 0.132 | 0.1452 | 0.15972 | 0.17569 | 0.19326 | 0.21259 | 0.23385 | 0.25723 | 0.28295 | 0.31125 | 0.34237 | 0.37661 | 0.41427 | 0.4557 | 0.50127 | 0.5514 | 0.60654 | 0.66719 | 0.73391 | 0.8073 | 0.88803 | 0.97683 | 1.0745 | 1.182 | 1.3002
Embodied energy (kWh)
Recurring embodied energy (kWh)
| Operational energy (kWh) |  |  | 0 | 0 | 0 | 0 | 0 | 0 | 0 | 0 | 0 | 0 | 0 | 0 | 0 | 0 | 0 | 0 | 0 | 0 | 0 | 0 | 0 | 0 | 0 | 0 | 0 | 0
Embodied carbon (kWh)
Recurring embodied carbon (kWh)
| Operational carbon (kgCO2e) |  |  | 0 | 0 | 0 | 0 | 0 | 0 | 0 | 0 | 0 | 0 | 0 | 0 | 0 | 0 | 0 | 0 | 0 | 0 | 0 | 0 | 0 | 0 | 0 | 0 | 0 | 0
Capital cost (£)
Recurring costs (£)
| Energy cost (£) |  |  | 0 | 0 | 0 | 0 | 0 | 0 | 0 | 0 | 0 | 0 | 0 | 0 | 0 | 0 | 0 | 0 | 0 | 0 | 0 | 0 | 0 | 0 | 0 | 0 | 0 | 0
| Carbon cost (£) |  |  | 0 | 0 | 0 | 0 | 0 | 0 | 0 | 0 | 0 | 0 | 0 | 0 | 0 | 0 | 0 | 0 | 0 | 0 | 0 | 0 | 0 | 0 | 0 | 0 | 0 | 0
| Total cost (£) |  |  | 0 | 0 | 0 | 0 | 0 | 0 | 0 | 0 | 0 | 0 | 0 | 0 | 0 | 0 | 0 | 0 | 0 | 0 | 0 | 0 | 0 | 0 | 0 | 0 | 0 | 0
| Do something cumulative cost (£) |  |  | 0 | 0 | 0 | 0 | 0 | 0 | 0 | 0 | 0 | 0 | 0 | 0 | 0 | 0 | 0 | 0 | 0 | 0 | 0 | 0 | 0 | 0 | 0 | 0 | 0 | 0
| Net present value |  |  | 0 | 0 | 0 | 0 | 0 | 0 | 0 | 0 | 0 | 0 | 0 | 0 | 0 | 0 | 0 | 0 | 0 | 0 | 0 | 0 | 0 | 0 | 0 | 0 | 0 | 0
| Planned cumulative NPV (£) |  |  | 0 | 0 | 0 | 0 | 0 | 0 | 0 | 0 | 0 | 0 | 0 | 0 | 0 | 0 | 0 | 0 | 0 | 0 | 0 | 0 | 0 | 0 | 0 | 0 | 0 | 0
SO AUXILLARY
| Energy CO2e (CO2e/kWh) |  |  | 0.52 | 0.5044 | 0.48927 | 0.47459 | 0.46035 | 0.44654 | 0.43315 | 0.42015 | 0.40755 | 0.39532 | 0.38346 | 0.37196 | 0.3608 | 0.34997 | 0.33947 | 0.32929 | 0.31941 | 0.30983 | 0.30053 | 0.29152 | 0.28277 | 0.27429 | 0.26606 | 0.25808 | 0.25034 | 0.24283
| Energy cost (£/kWh) |  |  | 0.12 | 0.132 | 0.1452 | 0.15972 | 0.17569 | 0.19326 | 0.21259 | 0.23385 | 0.25723 | 0.28295 | 0.31125 | 0.34237 | 0.37661 | 0.41427 | 0.4557 | 0.50127 | 0.5514 | 0.60654 | 0.66719 | 0.73391 | 0.8073 | 0.88803 | 0.97683 | 1.0745 | 1.182 | 1.3002
Embodied energy (kWh)
Recurring embodied energy (kWh)
| Operational energy (kWh) |  |  | 0 | 0 | 0 | 0 | 0 | 0 | 0 | 0 | 0 | 0 | 0 | 0 | 0 | 0 | 0 | 0 | 0 | 0 | 0 | 0 | 0 | 0 | 0 | 0 | 0 | 0
Embodied carbon (kWh)
Recurring embodied carbon (kWh)
| Operational carbon (kgCO2e) |  |  | 0 | 0 | 0 | 0 | 0 | 0 | 0 | 0 | 0 | 0 | 0 | 0 | 0 | 0 | 0 | 0 | 0 | 0 | 0 | 0 | 0 | 0 | 0 | 0 | 0 | 0
Capital cost (£)
Recurring costs (£)
| Energy cost (£) |  |  | 0 | 0 | 0 | 0 | 0 | 0 | 0 | 0 | 0 | 0 | 0 | 0 | 0 | 0 | 0 | 0 | 0 | 0 | 0 | 0 | 0 | 0 | 0 | 0 | 0 | 0
| Carbon cost (£) |  |  | 0 | 0 | 0 | 0 | 0 | 0 | 0 | 0 | 0 | 0 | 0 | 0 | 0 | 0 | 0 | 0 | 0 | 0 | 0 | 0 | 0 | 0 | 0 | 0 | 0 | 0
| Total cost (£) |  |  | 0 | 0 | 0 | 0 | 0 | 0 | 0 | 0 | 0 | 0 | 0 | 0 | 0 | 0 | 0 | 0 | 0 | 0 | 0 | 0 | 0 | 0 | 0 | 0 | 0 | 0
| Do something cumulative cost (£) |  |  | 0 | 0 | 0 | 0 | 0 | 0 | 0 | 0 | 0 | 0 | 0 | 0 | 0 | 0 | 0 | 0 | 0 | 0 | 0 | 0 | 0 | 0 | 0 | 0 | 0 | 0
| Net present value |  |  | 0 | 0 | 0 | 0 | 0 | 0 | 0 | 0 | 0 | 0 | 0 | 0 | 0 | 0 | 0 | 0 | 0 | 0 | 0 | 0 | 0 | 0 | 0 | 0 | 0 | 0
| Best-case cumulative NPV (£) |  |  | 0 | 0 | 0 | 0 | 0 | 0 | 0 | 0 | 0 | 0 | 0 | 0 | 0 | 0 | 0 | 0 | 0 | 0 | 0 | 0 | 0 | 0 | 0 | 0 | 0 | 0
boiler tool
2.2:
Use this tool when replacing or upgrading existing natural gas boilers. You can make a change to all or part of your heating system by approximating the proportion of heat supplied by the boiler. You can compare you existing boiler against a connection to the District Heating network or a Heat Pump by selecting “Grid electricity” as your energy source. Enter your heating system efficiency and select any applicable controls. Select the type of pump to calculate associated auxiliary electrical consumption; however, please note this selection won’t affect heating consumption. Finally, enter costs for the total works.
BETA
© 2016 Expedition Engineering Ltd.
Note on S10: Net Present Value (NPV) is the difference between the present value of cash inflows and the present value of cash outflows. It takes into account capital costs, operational costs/revenues and also introduces the "time value of money", with the discounting of future net cash flows. Refer to the NPV in capital budgeting to analyse the profitability of a projected investment or project. Use the calculation to support the financial decision making, for example, when to replace an existing asset. Note: The graph plots NPV year after year, providing a better understanding of these cash flows.
Note on J11: Whole building natural gas consumption using metred/benchmarked data (from Step 1) adjusted for space heating savings (from fabric and ventilation tools, if interventions 'selected' on 'Step 2' home page).
Note on O18: You can compare the 'Current' natural gas boiler against a connection to the District Heating network or a Heat Pump by selecting 'Grid electricity' as your energy source.
Note on AA18: You can compare the 'Current' natural gas boiler against a connection to the District Heating network or a Heat Pump by selecting 'Grid electricity' as your energy source.
Note on J22: If multiple boilers exist estimate the proportion of natural gas use associated with the boiler being changed. Note: If there are two boilers both providing the same amount of heat and you are only planning on replacing one enter 50% here.
Note on J23: This is the area served by the boiler being changed as a proportion of total building area. Note: If you are upgrading the total boiler system enter 100% here.
Note on P23: Use this input to represent any previously unheated spaces that will now be heated.
Note on AB23: Use this input to represent any previously unheated spaces that will now be heated.
Note on P25: If using grid electricity as your 'energy source' enter the COP of your heat pump as a percentage.
Note on AB25: If using grid electricity as your 'energy source' enter the COP of your heat pump as a percentage.
Note on J27: Selecting building controls will improve your heating system efficiency. Note: The percentage improvement for each control is provided by the "Non-domestic Building Services Compliance Guide". These values are considered to be on the pessimistic side, compared with real-life savings. You can override these and enter your own by following the link to DATA on the 'Step 2' home page by clicking 'Done' on this sheet.
Note on P27: Selecting building controls will improve your heating system efficiency. Note: The percentage improvement for each control is provided by the "Non-domestic Building Services Compliance Guide". These values are considered to be on the pessimistic side, compared with real-life savings. You can override these and enter your own by following the link to DATA on the 'Step 2' home page by clicking 'Done' on this sheet.
Note on AB27: Selecting building controls will improve your heating system efficiency. Note: The percentage improvement for each control is provided by the "Non-domestic Building Services Compliance Guide". These values are considered to be on the pessimistic side, compared with real-life savings. You can override these and enter your own by following the link to DATA on the 'Step 2' home page by clicking 'Done' on this sheet.
Note on J28: Thermostatic radiator valves (TRVs) enable the building temperature to be controlled and therefore reduce waste of energy. A room thermostat controls boiler water temperature in relation to heat load. (Non-domestic Building Services Compliance Guide)
Note on P28: Thermostatic radiator valves (TRVs) enable the building temperature to be controlled and therefore reduce waste of energy. A room thermostat controls boiler water temperature in relation to heat load. (Non-domestic Building Services Compliance Guide)
Note on AB28: Thermostatic radiator valves (TRVs) enable the building temperature to be controlled and therefore reduce waste of energy. A room thermostat controls boiler water temperature in relation to heat load. (Non-domestic Building Services Compliance Guide)
Note on J29: Weather (inside/outside temperature) compensation system that is direct acting. Provides more accurate prediction of load and hence control. (Non-domestic Building Services Compliance Guide)
Note on P29: Weather (inside/outside temperature) compensation system that is direct acting. Provides more accurate prediction of load and hence control. (Non-domestic Building Services Compliance Guide)
Note on AB29: Weather (inside/outside temperature) compensation system that is direct acting. Provides more accurate prediction of load and hence control. (Non-domestic Building Services Compliance Guide)
Note on J30: A control system which starts plant operation at the latest time possible to achieve specified conditions at the start of the occupancy period and stops plant operation at the earliest possible time such that internal conditions will not deteriorate beyond pre-set limits by the end of the occupancy period. (Non-domestic Building Services Compliance Guide)
Note on P30: A control system which starts plant operation at the latest time possible to achieve specified conditions at the start of the occupancy period and stops plant operation at the earliest possible time such that internal conditions will not deteriorate beyond pre-set limits by the end of the occupancy period. (Non-domestic Building Services Compliance Guide)
Note on AB30: A control system which starts plant operation at the latest time possible to achieve specified conditions at the start of the occupancy period and stops plant operation at the earliest possible time such that internal conditions will not deteriorate beyond pre-set limits by the end of the occupancy period. (Non-domestic Building Services Compliance Guide)
Note on J31: A full BMS linked to the heating plant will provide: sequential control of multiple boilers, full zoned time control and weather compensation where applicable; frost protection or night set-back; optimisation and monitoring and targeting. (Non-domestic Building Services Compliance Guide)
Note on P31: A full BMS linked to the heating plant will provide: sequential control of multiple boilers, full zoned time control and weather compensation where applicable; frost protection or night set-back; optimisation and monitoring and targeting. (Non-domestic Building Services Compliance Guide)
Note on AB31: A full BMS linked to the heating plant will provide: sequential control of multiple boilers, full zoned time control and weather compensation where applicable; frost protection or night set-back; optimisation and monitoring and targeting. (Non-domestic Building Services Compliance Guide)
Note on J34: Pump power currently effects estimated auxiliary energy only not natural gas consumption.
Note on K34: Note: Warning indicates calculated auxiliary energy is greater then metred data from Step 1.
Note on P34: Pump power currently effects estimated auxiliary energy only not natural gas consumption.
Note on Q34: Note: Warning indicates calculated auxiliary energy is greater then metred data from Step 1.
Note on AB34: Pump power currently effects estimated auxiliary energy only not natural gas consumption.
Note on AC34: Note: Warning indicates calculated auxiliary energy is greater then metred data from Step 1.
Note on I37: Select 'user defined' and enter pump power as Watt per m2 or select a predefined pump type.
Note on O37: Select 'user defined' and enter pump power as Watt per m2 or select a predefined pump type.
Note on AA37: Select 'user defined' and enter pump power as Watt per m2 or select a predefined pump type.
Note on J40: Estimate hours of boiler operation. Note: This is only used to calculate auxiliary energy associated with the boilers pumps.
Note on J45: One off capital cost to occur at the time specified below. Note: For the 'Current' scenario, in most cases, this is likely to be left blank.
Note on P45: One off capital cost to occur at the time specified below. Note: For the 'Current' scenario, in most cases, this is likely to be left blank.
Note on AB45: One off capital cost to occur at the time specified below. Note: For the 'Current' scenario, in most cases, this is likely to be left blank.
Note on J46: Capital cost to occur at this time. Note: The capital cost entered will be adjusted for inflation to reflect the year it occurs.
Note on P46: Capital cost to occur at this time. Note: The capital cost entered will be adjusted for inflation to reflect the year it occurs.
Note on AB46: Capital cost to occur at this time. Note: The capital cost entered will be adjusted for inflation to reflect the year it occurs.
Note on J48: Operational costs (excluding energy costs) associated with the option. For example parts and labour for maintenance. Note: This cost will occur annually and is adjusted for inflation.
Note on P48: Operational costs (excluding energy costs) associated with the option. For example parts and labour for maintenance. Note: This cost will occur annually and is adjusted for inflation.
Note on AB48: Operational costs (excluding energy costs) associated with the option. For example parts and labour for maintenance. Note: This cost will occur annually and is adjusted for inflation.
Note on J50: Periodic costs that occur at the replacement period defined below. For example, replacing a piece of fabric at its end of life. Note: A 'Replacement period' must be defined below for the replacement cost to occur.
Note on P50: Periodic costs that occur at the replacement period defined below. For example, replacing a piece of fabric at its end of life. Note: A 'Replacement period' must be defined below for the replacement cost to occur.
Note on AB50: Periodic costs that occur at the replacement period defined below. For example, replacing a piece of fabric at its end of life. Note: A 'Replacement period' must be defined below for the replacement cost to occur.
Note on J51: Replacement cost to occur at this frequency and from the time of change as defined above. Note: If 'Time until change' is left blank the replacement period will begin from year 0.
Note on P51: Replacement cost to occur at this frequency and from the time of change as defined above. Note: If 'Time until change' is left blank the replacement period will begin from year 0.
Note on AB51: Replacement cost to occur at this frequency and from the time of change as defined above. Note: If 'Time until change' is left blank the replacement period will begin from year 0.

## SimpleH2 (hidden)
Done
CURRENT (DO THE MINIMUM) | [10 empty] | GRAPH OF CUMULATIVE NPV | [5 empty] | SECOND OPTION
Total natural gas used (kWh)* |  | 0 | [14 empty] | Total natural gas used (kWh) |  |  | #DIV/0!
[17 empty] | Gas not associated with change (kWh) |  |  |  | 0
Gas assoc. with change (kWh) |  |  | 0 | [13 empty] | Gas associated with change (kWh) |  |  |  | #DIV/0!
[17 empty] | District heating (kWh) |  |  | 0 | 0
[17 empty] | Electricity used for heating (kWh) |  |  | 0 | 0
Energy source: | Natural Gas | [15 empty] | Energy source: |  | Natural gas
Natural gas used by boiler to be changed (%) |  | 100 | 0
Area heated by boiler (%) |  | 100 | 17317 | [13 empty] | Additional area heated by new system(m2) |  |  | 0 | 17317
Heating system efficiency (%) |  | 0 | 0 | [13 empty] | Heating system efficiency (%) |  |  | 0 | 0
Select type of control | [16 empty] | Select type of control
Weather compensation |  | No | 0 | [13 empty] | Weather compensation |  |  | No | 0
Optimised start/stop |  | No | 0 | [13 empty] | Optimised start/stop |  |  | No | 0
Weather compensation +TRVs |  | No | 0 | [13 empty] | Weather compensation +TRVs |  |  | No | 0
Full BMS |  | No | 0 | [13 empty] | Full BMS |  |  | No | 0
Improved heating system efficiency (%) |  | 0 | 0 | [13 empty] | Improved heating system efficiency (%) |  |  | 0 | 0
Est. auxiliary energy (kWh) |  | 0 | [14 empty] | Est. auxiliary energy (kWh) |  |  | 0
[17 empty] | Est. percentage saving |  |  | #DIV/0!
Pump | User defined | 0 | 0 | [13 empty] | Pump |  | User defined | 0 | 0
Hours per day (hrs) |  | 8 | 8 | [13 empty] | Hours per day (hrs) |  |  | 8 | 8
Days per week (days) |  | 5 | 5 | [13 empty] | Days per week (days) |  |  | 5 | 5
Weeks per year (wks) |  | 40 | 40 | [13 empty] | Weeks per year (wks) |  |  | 40 | 40
Financial considerations | [10 empty] | PAYBACK | [5 empty] | Financial considerations
Capital cost of change (£) |  | 0 | 0 | [7 empty] | PREFFERED OPTION |  |  | #N/A | YEARS |  | Capital cost (% of proposed) |  |  | 0 | 0
Years until change (yrs) |  | 0 | 0 | [7 empty] | SECOND OPTION |  |  | #N/A | YEARS |  | Years until change (yrs) |  |  | 0 | 0
Maintenance cost (£/yr) |  | 0 | 0 | [13 empty] | Maintenance cost (£/year) |  |  | 0 | 0
Replacement cost (£) |  | 0 | 0 | [13 empty] | Replacement period (yrs) |  |  | 0 | 0
Replacement period (yrs) |  | 0 | 0 | [13 empty] | Replacement period (yrs) |  |  | 0 | 0
|  |  | 0 | 1 | 2 | 3 | 4 | 5 | 6 | 7 | 8 | 9 | 10 | 11 | 12 | 13 | 14 | 15 | 16 | 17 | 18 | 19 | 20 | 21 | 22 | 23 | 24 | 25
Year |  |  | 1 | 2 | 3 | 4 | 5 | 6 | 7 | 8 | 9 | 10 | 11 | 12 | 13 | 14 | 15 | 16 | 17 | 18 | 19 | 20 | 21 | 22 | 23 | 24 | 25 | 26
Payback (Preferred Option) |  | #N/A | #N/A | #N/A | #N/A | #N/A | #N/A | #N/A | #N/A | #N/A | #N/A | #N/A | #N/A | #N/A | #N/A | #N/A | #N/A | #N/A | #N/A | #N/A | #N/A | #N/A | #N/A | #N/A | #N/A | #N/A | #N/A | #N/A
Payback (Second Option) |  | #N/A | #DIV/0! | #DIV/0! | #DIV/0! | #DIV/0! | #DIV/0! | #DIV/0! | #DIV/0! | #DIV/0! | #DIV/0! | #DIV/0! | #DIV/0! | #DIV/0! | #DIV/0! | #DIV/0! | #DIV/0! | #DIV/0! | #DIV/0! | #DIV/0! | #DIV/0! | #DIV/0! | #DIV/0! | #DIV/0! | #DIV/0! | #DIV/0! | #DIV/0! | #DIV/0!
User defined |  |  | 0 | 0 | 0 | 0 | 0 | 0 | 0 | 0 | 0 | 0 | 0 | 0 | 0 | 0 | 0 | 0 | 0 | 0 | 0 | 0 | 0 | 0 | 0 | 0 | 0 | 0
Natural gas |  |  | 0.21 | 0.21 | 0.21 | 0.21 | 0.21 | 0.21 | 0.21 | 0.21 | 0.21 | 0.21 | 0.21 | 0.21 | 0.21 | 0.21 | 0.21 | 0.21 | 0.21 | 0.21 | 0.21 | 0.21 | 0.21 | 0.21 | 0.21 | 0.21 | 0.21 | 0.21
District heating |  |  | 0.14 | 0.14 | 0.14 | 0.14 | 0.14 | 0.14 | 0.14 | 0.14 | 0.14 | 0.14 | 0.14 | 0.14 | 0.14 | 0.14 | 0.14 | 0.14 | 0.14 | 0.14 | 0.14 | 0.14 | 0.14 | 0.14 | 0.14 | 0.14 | 0.14 | 0.14
Gas/DH mix |  |  | 0.14 | 0.14 | 0.14 | 0.14 | 0.14 | 0.14 | 0.14 | 0.14 | 0.14 | 0.14 | 0.14 | 0.14 | 0.14 | 0.14 | 0.14 | 0.14 | 0.14 | 0.14 | 0.14 | 0.14 | 0.14 | 0.14 | 0.14 | 0.14 | 0.14 | 0.14
Grid electricity |  |  | 0.52 | 0.5044 | 0.48927 | 0.47459 | 0.46035 | 0.44654 | 0.43315 | 0.42015 | 0.40755 | 0.39532 | 0.38346 | 0.37196 | 0.3608 | 0.34997 | 0.33947 | 0.32929 | 0.31941 | 0.30983 | 0.30053 | 0.29152 | 0.28277 | 0.27429 | 0.26606 | 0.25808 | 0.25034 | 0.24283
User defined |  |  | 0 | 0 | 0 | 0 | 0 | 0 | 0 | 0 | 0 | 0 | 0 | 0 | 0 | 0 | 0 | 0 | 0 | 0 | 0 | 0 | 0 | 0 | 0 | 0 | 0 | 0
Natural gas |  |  | 0.04 | 0.0424 | 0.044944 | 0.047641 | 0.050499 | 0.053529 | 0.056741 | 0.060145 | 0.063754 | 0.067579 | 0.071634 | 0.075932 | 0.080488 | 0.085317 | 0.090436 | 0.095862 | 0.10161 | 0.10771 | 0.11417 | 0.12102 | 0.12829 | 0.13598 | 0.14414 | 0.15279 | 0.16196 | 0.17167
District heating |  |  | 0.02 | 0.0212 | 0.022472 | 0.02382 | 0.02525 | 0.026765 | 0.02837 | 0.030073 | 0.031877 | 0.03379 | 0.035817 | 0.037966 | 0.040244 | 0.042659 | 0.045218 | 0.047931 | 0.050807 | 0.053855 | 0.057087 | 0.060512 | 0.064143 | 0.067991 | 0.072071 | 0.076395 | 0.080979 | 0.085837
Gas/DH mix |  |  | 0.0544 | 0.057664 | 0.061124 | 0.064791 | 0.068679 | 0.072799 | 0.077167 | 0.081797 | 0.086705 | 0.091908 | 0.097422 | 0.10327 | 0.10946 | 0.11603 | 0.12299 | 0.13037 | 0.1382 | 0.14649 | 0.15528 | 0.16459 | 0.17447 | 0.18494 | 0.19603 | 0.20779 | 0.22026 | 0.23348
Grid electricity |  |  | 0.12 | 0.132 | 0.1452 | 0.15972 | 0.17569 | 0.19326 | 0.21259 | 0.23385 | 0.25723 | 0.28295 | 0.31125 | 0.34237 | 0.37661 | 0.41427 | 0.4557 | 0.50127 | 0.5514 | 0.60654 | 0.66719 | 0.73391 | 0.8073 | 0.88803 | 0.97683 | 1.0745 | 1.182 | 1.3002
Inflation (%) |  |  | 1 | 1.02 | 1.0404 | 1.0612 | 1.0824 | 1.1041 | 1.1262 | 1.1487 | 1.1717 | 1.1951 | 1.219 | 1.2434 | 1.2682 | 1.2936 | 1.3195 | 1.3459 | 1.3728 | 1.4002 | 1.4282 | 1.4568 | 1.4859 | 1.5157 | 1.546 | 1.5769 | 1.6084 | 1.6406
CO2e cost (£/kgCO2e) |  |  | 0.1 | 0.102 | 0.10404 | 0.10612 | 0.10824 | 0.11041 | 0.11262 | 0.11487 | 0.11717 | 0.11951 | 0.1219 | 0.12434 | 0.12682 | 0.12936 | 0.13195 | 0.13459 | 0.13728 | 0.14002 | 0.14282 | 0.14568 | 0.14859 | 0.15157 | 0.1546 | 0.15769 | 0.16084 | 0.16406
CURRENT (DO NOTHING)
Energy CO2e (CO2e/kWh)
Energy cost (£/kWh)
Embodied energy (kWh)
Recurring embodied energy (kWh)
Operational energy (kWh) |  |  | 0 | 0 | 0 | 0 | 0 | 0 | 0 | 0 | 0 | 0 | 0 | 0 | 0 | 0 | 0 | 0 | 0 | 0 | 0 | 0 | 0 | 0 | 0 | 0 | 0 | 0
Embodied carbon (kWh)
Recurring embodied carbon (kWh)
Operational carbon (kgCO2e) |  |  | 0 | 0 | 0 | 0 | 0 | 0 | 0 | 0 | 0 | 0 | 0 | 0 | 0 | 0 | 0 | 0 | 0 | 0 | 0 | 0 | 0 | 0 | 0 | 0 | 0 | 0
Capital cost (£) |  |  | 0 | 0 | 0 | 0 | 0 | 0 | 0 | 0 | 0 | 0 | 0 | 0 | 0 | 0 | 0 | 0 | 0 | 0 | 0 | 0 | 0 | 0 | 0 | 0 | 0 | 0
Recurring costs (£) |  |  | 0 | 0 | 0 | 0 | 0 | 0 | 0 | 0 | 0 | 0 | 0 | 0 | 0 | 0 | 0 | 0 | 0 | 0 | 0 | 0 | 0 | 0 | 0 | 0 | 0 | 0
Energy cost (£) |  |  | 0 | 0 | 0 | 0 | 0 | 0 | 0 | 0 | 0 | 0 | 0 | 0 | 0 | 0 | 0 | 0 | 0 | 0 | 0 | 0 | 0 | 0 | 0 | 0 | 0 | 0
Carbon cost (£) |  |  | 0 | 0 | 0 | 0 | 0 | 0 | 0 | 0 | 0 | 0 | 0 | 0 | 0 | 0 | 0 | 0 | 0 | 0 | 0 | 0 | 0 | 0 | 0 | 0 | 0 | 0
Total cost (£) |  |  | 0 | 0 | 0 | 0 | 0 | 0 | 0 | 0 | 0 | 0 | 0 | 0 | 0 | 0 | 0 | 0 | 0 | 0 | 0 | 0 | 0 | 0 | 0 | 0 | 0 | 0
Do nothing cumulative cost (£) |  |  | 0 | 0 | 0 | 0 | 0 | 0 | 0 | 0 | 0 | 0 | 0 | 0 | 0 | 0 | 0 | 0 | 0 | 0 | 0 | 0 | 0 | 0 | 0 | 0 | 0 | 0
Net present value |  |  | 0 | 0 | 0 | 0 | 0 | 0 | 0 | 0 | 0 | 0 | 0 | 0 | 0 | 0 | 0 | 0 | 0 | 0 | 0 | 0 | 0 | 0 | 0 | 0 | 0 | 0
Baseline cumulative NPV (£) |  |  | 0 | 0 | 0 | 0 | 0 | 0 | 0 | 0 | 0 | 0 | 0 | 0 | 0 | 0 | 0 | 0 | 0 | 0 | 0 | 0 | 0 | 0 | 0 | 0 | 0 | 0
PREFERRED OPTION
Energy CO2e (CO2e/kWh)
Energy cost (£/kWh)
Embodied energy (kWh)
Recurring embodied energy (kWh)
Operational energy (kWh) |  |  | 0 | 0 | 0 | 0 | 0 | 0 | 0 | 0 | 0 | 0 | 0 | 0 | 0 | 0 | 0 | 0 | 0 | 0 | 0 | 0 | 0 | 0 | 0 | 0 | 0 | 0
Embodied carbon (kWh)
Recurring embodied carbon (kWh)
Operational carbon (kgCO2e) |  |  | #N/A | #N/A | #N/A | #N/A | #N/A | #N/A | #N/A | #N/A | #N/A | #N/A | #N/A | #N/A | #N/A | #N/A | #N/A | #N/A | #N/A | #N/A | #N/A | #N/A | #N/A | #N/A | #N/A | #N/A | #N/A | #N/A
Capital cost (£) |  |  | 0 | 0 | 0 | 0 | 0 | 0 | 0 | 0 | 0 | 0 | 0 | 0 | 0 | 0 | 0 | 0 | 0 | 0 | 0 | 0 | 0 | 0 | 0 | 0 | 0 | 0
Recurring costs (£) |  |  | 0 | 0 | 0 | 0 | 0 | 0 | 0 | 0 | 0 | 0 | 0 | 0 | 0 | 0 | 0 | 0 | 0 | 0 | 0 | 0 | 0 | 0 | 0 | 0 | 0 | 0
Energy cost (£) |  |  | #N/A | #N/A | #N/A | #N/A | #N/A | #N/A | #N/A | #N/A | #N/A | #N/A | #N/A | #N/A | #N/A | #N/A | #N/A | #N/A | #N/A | #N/A | #N/A | #N/A | #N/A | #N/A | #N/A | #N/A | #N/A | #N/A
Carbon cost (£) |  |  | #N/A | #N/A | #N/A | #N/A | #N/A | #N/A | #N/A | #N/A | #N/A | #N/A | #N/A | #N/A | #N/A | #N/A | #N/A | #N/A | #N/A | #N/A | #N/A | #N/A | #N/A | #N/A | #N/A | #N/A | #N/A | #N/A
Total cost (£) |  |  | #N/A | #N/A | #N/A | #N/A | #N/A | #N/A | #N/A | #N/A | #N/A | #N/A | #N/A | #N/A | #N/A | #N/A | #N/A | #N/A | #N/A | #N/A | #N/A | #N/A | #N/A | #N/A | #N/A | #N/A | #N/A | #N/A
Do something cumulative cost (£) |  |  | #N/A | #N/A | #N/A | #N/A | #N/A | #N/A | #N/A | #N/A | #N/A | #N/A | #N/A | #N/A | #N/A | #N/A | #N/A | #N/A | #N/A | #N/A | #N/A | #N/A | #N/A | #N/A | #N/A | #N/A | #N/A | #N/A
Net present value |  |  | #N/A | #N/A | #N/A | #N/A | #N/A | #N/A | #N/A | #N/A | #N/A | #N/A | #N/A | #N/A | #N/A | #N/A | #N/A | #N/A | #N/A | #N/A | #N/A | #N/A | #N/A | #N/A | #N/A | #N/A | #N/A | #N/A
Planned cumulative NPV (£) |  |  | #N/A | #N/A | #N/A | #N/A | #N/A | #N/A | #N/A | #N/A | #N/A | #N/A | #N/A | #N/A | #N/A | #N/A | #N/A | #N/A | #N/A | #N/A | #N/A | #N/A | #N/A | #N/A | #N/A | #N/A | #N/A | #N/A
SECOND OPTION
Energy CO2e (CO2e/kWh)
Energy cost (£/kWh)
Embodied energy (kWh)
Recurring embodied energy (kWh)
Operational energy (kWh) |  |  | #DIV/0! | #DIV/0! | #DIV/0! | #DIV/0! | #DIV/0! | #DIV/0! | #DIV/0! | #DIV/0! | #DIV/0! | #DIV/0! | #DIV/0! | #DIV/0! | #DIV/0! | #DIV/0! | #DIV/0! | #DIV/0! | #DIV/0! | #DIV/0! | #DIV/0! | #DIV/0! | #DIV/0! | #DIV/0! | #DIV/0! | #DIV/0! | #DIV/0! | #DIV/0!
Embodied carbon (kWh)
Recurring embodied carbon (kWh)
Operational carbon (kgCO2e) |  |  | #DIV/0! | #DIV/0! | #DIV/0! | #DIV/0! | #DIV/0! | #DIV/0! | #DIV/0! | #DIV/0! | #DIV/0! | #DIV/0! | #DIV/0! | #DIV/0! | #DIV/0! | #DIV/0! | #DIV/0! | #DIV/0! | #DIV/0! | #DIV/0! | #DIV/0! | #DIV/0! | #DIV/0! | #DIV/0! | #DIV/0! | #DIV/0! | #DIV/0! | #DIV/0!
Capital cost (£) |  |  | 0 | 0 | 0 | 0 | 0 | 0 | 0 | 0 | 0 | 0 | 0 | 0 | 0 | 0 | 0 | 0 | 0 | 0 | 0 | 0 | 0 | 0 | 0 | 0 | 0 | 0
Recurring costs (£) |  |  | 0 | 0 | 0 | 0 | 0 | 0 | 0 | 0 | 0 | 0 | 0 | 0 | 0 | 0 | 0 | 0 | 0 | 0 | 0 | 0 | 0 | 0 | 0 | 0 | 0 | 0
Energy cost (£) |  |  | #DIV/0! | #DIV/0! | #DIV/0! | #DIV/0! | #DIV/0! | #DIV/0! | #DIV/0! | #DIV/0! | #DIV/0! | #DIV/0! | #DIV/0! | #DIV/0! | #DIV/0! | #DIV/0! | #DIV/0! | #DIV/0! | #DIV/0! | #DIV/0! | #DIV/0! | #DIV/0! | #DIV/0! | #DIV/0! | #DIV/0! | #DIV/0! | #DIV/0! | #DIV/0!
Carbon cost (£) |  |  | #DIV/0! | #DIV/0! | #DIV/0! | #DIV/0! | #DIV/0! | #DIV/0! | #DIV/0! | #DIV/0! | #DIV/0! | #DIV/0! | #DIV/0! | #DIV/0! | #DIV/0! | #DIV/0! | #DIV/0! | #DIV/0! | #DIV/0! | #DIV/0! | #DIV/0! | #DIV/0! | #DIV/0! | #DIV/0! | #DIV/0! | #DIV/0! | #DIV/0! | #DIV/0!
Total cost (£) |  |  | #DIV/0! | #DIV/0! | #DIV/0! | #DIV/0! | #DIV/0! | #DIV/0! | #DIV/0! | #DIV/0! | #DIV/0! | #DIV/0! | #DIV/0! | #DIV/0! | #DIV/0! | #DIV/0! | #DIV/0! | #DIV/0! | #DIV/0! | #DIV/0! | #DIV/0! | #DIV/0! | #DIV/0! | #DIV/0! | #DIV/0! | #DIV/0! | #DIV/0! | #DIV/0!
Do something cumulative cost (£) |  |  | #DIV/0! | #DIV/0! | #DIV/0! | #DIV/0! | #DIV/0! | #DIV/0! | #DIV/0! | #DIV/0! | #DIV/0! | #DIV/0! | #DIV/0! | #DIV/0! | #DIV/0! | #DIV/0! | #DIV/0! | #DIV/0! | #DIV/0! | #DIV/0! | #DIV/0! | #DIV/0! | #DIV/0! | #DIV/0! | #DIV/0! | #DIV/0! | #DIV/0! | #DIV/0!
Net present value |  |  | #DIV/0! | #DIV/0! | #DIV/0! | #DIV/0! | #DIV/0! | #DIV/0! | #DIV/0! | #DIV/0! | #DIV/0! | #DIV/0! | #DIV/0! | #DIV/0! | #DIV/0! | #DIV/0! | #DIV/0! | #DIV/0! | #DIV/0! | #DIV/0! | #DIV/0! | #DIV/0! | #DIV/0! | #DIV/0! | #DIV/0! | #DIV/0! | #DIV/0! | #DIV/0!
Best-case cumulative NPV (£) |  |  | #DIV/0! | #DIV/0! | #DIV/0! | #DIV/0! | #DIV/0! | #DIV/0! | #DIV/0! | #DIV/0! | #DIV/0! | #DIV/0! | #DIV/0! | #DIV/0! | #DIV/0! | #DIV/0! | #DIV/0! | #DIV/0! | #DIV/0! | #DIV/0! | #DIV/0! | #DIV/0! | #DIV/0! | #DIV/0! | #DIV/0! | #DIV/0! | #DIV/0! | #DIV/0!
CURRENT (DO NOTHING) HEATING
Energy CO2e (CO2e/kWh) |  |  | 0.21 | 0.21 | 0.21 | 0.21 | 0.21 | 0.21 | 0.21 | 0.21 | 0.21 | 0.21 | 0.21 | 0.21 | 0.21 | 0.21 | 0.21 | 0.21 | 0.21 | 0.21 | 0.21 | 0.21 | 0.21 | 0.21 | 0.21 | 0.21 | 0.21 | 0.21
Energy cost (£/kWh) |  |  | 0.04 | 0.0424 | 0.044944 | 0.047641 | 0.050499 | 0.053529 | 0.056741 | 0.060145 | 0.063754 | 0.067579 | 0.071634 | 0.075932 | 0.080488 | 0.085317 | 0.090436 | 0.095862 | 0.10161 | 0.10771 | 0.11417 | 0.12102 | 0.12829 | 0.13598 | 0.14414 | 0.15279 | 0.16196 | 0.17167
Embodied energy (kWh)
Recurring embodied energy (kWh)
Operational energy (kWh) |  |  | 0 | 0 | 0 | 0 | 0 | 0 | 0 | 0 | 0 | 0 | 0 | 0 | 0 | 0 | 0 | 0 | 0 | 0 | 0 | 0 | 0 | 0 | 0 | 0 | 0 | 0
Embodied carbon (kWh)
Recurring embodied carbon (kWh)
Operational carbon (kgCO2e) |  |  | 0 | 0 | 0 | 0 | 0 | 0 | 0 | 0 | 0 | 0 | 0 | 0 | 0 | 0 | 0 | 0 | 0 | 0 | 0 | 0 | 0 | 0 | 0 | 0 | 0 | 0
Capital cost (£)
Recurring costs (£)
Energy cost (£) |  |  | 0 | 0 | 0 | 0 | 0 | 0 | 0 | 0 | 0 | 0 | 0 | 0 | 0 | 0 | 0 | 0 | 0 | 0 | 0 | 0 | 0 | 0 | 0 | 0 | 0 | 0
Carbon cost (£) |  |  | 0 | 0 | 0 | 0 | 0 | 0 | 0 | 0 | 0 | 0 | 0 | 0 | 0 | 0 | 0 | 0 | 0 | 0 | 0 | 0 | 0 | 0 | 0 | 0 | 0 | 0
Total cost (£) |  |  | 0 | 0 | 0 | 0 | 0 | 0 | 0 | 0 | 0 | 0 | 0 | 0 | 0 | 0 | 0 | 0 | 0 | 0 | 0 | 0 | 0 | 0 | 0 | 0 | 0 | 0
Do nothing cumulative cost (£) |  |  | 0 | 0 | 0 | 0 | 0 | 0 | 0 | 0 | 0 | 0 | 0 | 0 | 0 | 0 | 0 | 0 | 0 | 0 | 0 | 0 | 0 | 0 | 0 | 0 | 0 | 0
Net present value |  |  | 0 | 0 | 0 | 0 | 0 | 0 | 0 | 0 | 0 | 0 | 0 | 0 | 0 | 0 | 0 | 0 | 0 | 0 | 0 | 0 | 0 | 0 | 0 | 0 | 0 | 0
Baseline cumulative NPV (£) |  |  | 0 | 0 | 0 | 0 | 0 | 0 | 0 | 0 | 0 | 0 | 0 | 0 | 0 | 0 | 0 | 0 | 0 | 0 | 0 | 0 | 0 | 0 | 0 | 0 | 0 | 0
PO HEATING
Energy CO2e (CO2e/kWh) |  |  | #N/A | #N/A | #N/A | #N/A | #N/A | #N/A | #N/A | #N/A | #N/A | #N/A | #N/A | #N/A | #N/A | #N/A | #N/A | #N/A | #N/A | #N/A | #N/A | #N/A | #N/A | #N/A | #N/A | #N/A | #N/A | #N/A
Energy cost (£/kWh) |  |  | #N/A | #N/A | #N/A | #N/A | #N/A | #N/A | #N/A | #N/A | #N/A | #N/A | #N/A | #N/A | #N/A | #N/A | #N/A | #N/A | #N/A | #N/A | #N/A | #N/A | #N/A | #N/A | #N/A | #N/A | #N/A | #N/A
Embodied energy (kWh)
Recurring embodied energy (kWh)
Operational energy (kWh) |  |  | 0 | 0 | 0 | 0 | 0 | 0 | 0 | 0 | 0 | 0 | 0 | 0 | 0 | 0 | 0 | 0 | 0 | 0 | 0 | 0 | 0 | 0 | 0 | 0 | 0 | 0
Embodied carbon (kWh)
Recurring embodied carbon (kWh)
Operational carbon (kgCO2e) |  |  | #N/A | #N/A | #N/A | #N/A | #N/A | #N/A | #N/A | #N/A | #N/A | #N/A | #N/A | #N/A | #N/A | #N/A | #N/A | #N/A | #N/A | #N/A | #N/A | #N/A | #N/A | #N/A | #N/A | #N/A | #N/A | #N/A
Capital cost (£)
Recurring costs (£)
Energy cost (£) |  |  | #N/A | #N/A | #N/A | #N/A | #N/A | #N/A | #N/A | #N/A | #N/A | #N/A | #N/A | #N/A | #N/A | #N/A | #N/A | #N/A | #N/A | #N/A | #N/A | #N/A | #N/A | #N/A | #N/A | #N/A | #N/A | #N/A
Carbon cost (£) |  |  | #N/A | #N/A | #N/A | #N/A | #N/A | #N/A | #N/A | #N/A | #N/A | #N/A | #N/A | #N/A | #N/A | #N/A | #N/A | #N/A | #N/A | #N/A | #N/A | #N/A | #N/A | #N/A | #N/A | #N/A | #N/A | #N/A
Total cost (£) |  |  | #N/A | #N/A | #N/A | #N/A | #N/A | #N/A | #N/A | #N/A | #N/A | #N/A | #N/A | #N/A | #N/A | #N/A | #N/A | #N/A | #N/A | #N/A | #N/A | #N/A | #N/A | #N/A | #N/A | #N/A | #N/A | #N/A
Do something cumulative cost (£) |  |  | #N/A | #N/A | #N/A | #N/A | #N/A | #N/A | #N/A | #N/A | #N/A | #N/A | #N/A | #N/A | #N/A | #N/A | #N/A | #N/A | #N/A | #N/A | #N/A | #N/A | #N/A | #N/A | #N/A | #N/A | #N/A | #N/A
Net present value |  |  | #N/A | #N/A | #N/A | #N/A | #N/A | #N/A | #N/A | #N/A | #N/A | #N/A | #N/A | #N/A | #N/A | #N/A | #N/A | #N/A | #N/A | #N/A | #N/A | #N/A | #N/A | #N/A | #N/A | #N/A | #N/A | #N/A
Planned cumulative NPV (£) |  |  | #N/A | #N/A | #N/A | #N/A | #N/A | #N/A | #N/A | #N/A | #N/A | #N/A | #N/A | #N/A | #N/A | #N/A | #N/A | #N/A | #N/A | #N/A | #N/A | #N/A | #N/A | #N/A | #N/A | #N/A | #N/A | #N/A
SO HEATING
Energy CO2e (CO2e/kWh) |  |  | 0.21 | 0.21 | 0.21 | 0.21 | 0.21 | 0.21 | 0.21 | 0.21 | 0.21 | 0.21 | 0.21 | 0.21 | 0.21 | 0.21 | 0.21 | 0.21 | 0.21 | 0.21 | 0.21 | 0.21 | 0.21 | 0.21 | 0.21 | 0.21 | 0.21 | 0.21
Energy cost (£/kWh) |  |  | 0.04 | 0.0424 | 0.044944 | 0.047641 | 0.050499 | 0.053529 | 0.056741 | 0.060145 | 0.063754 | 0.067579 | 0.071634 | 0.075932 | 0.080488 | 0.085317 | 0.090436 | 0.095862 | 0.10161 | 0.10771 | 0.11417 | 0.12102 | 0.12829 | 0.13598 | 0.14414 | 0.15279 | 0.16196 | 0.17167
Embodied energy (kWh)
Recurring embodied energy (kWh)
Operational energy (kWh) |  |  | #DIV/0! | #DIV/0! | #DIV/0! | #DIV/0! | #DIV/0! | #DIV/0! | #DIV/0! | #DIV/0! | #DIV/0! | #DIV/0! | #DIV/0! | #DIV/0! | #DIV/0! | #DIV/0! | #DIV/0! | #DIV/0! | #DIV/0! | #DIV/0! | #DIV/0! | #DIV/0! | #DIV/0! | #DIV/0! | #DIV/0! | #DIV/0! | #DIV/0! | #DIV/0!
Embodied carbon (kWh)
Recurring embodied carbon (kWh)
Operational carbon (kgCO2e) |  |  | #DIV/0! | #DIV/0! | #DIV/0! | #DIV/0! | #DIV/0! | #DIV/0! | #DIV/0! | #DIV/0! | #DIV/0! | #DIV/0! | #DIV/0! | #DIV/0! | #DIV/0! | #DIV/0! | #DIV/0! | #DIV/0! | #DIV/0! | #DIV/0! | #DIV/0! | #DIV/0! | #DIV/0! | #DIV/0! | #DIV/0! | #DIV/0! | #DIV/0! | #DIV/0!
Capital cost (£)
Recurring costs (£)
Energy cost (£) |  |  | #DIV/0! | #DIV/0! | #DIV/0! | #DIV/0! | #DIV/0! | #DIV/0! | #DIV/0! | #DIV/0! | #DIV/0! | #DIV/0! | #DIV/0! | #DIV/0! | #DIV/0! | #DIV/0! | #DIV/0! | #DIV/0! | #DIV/0! | #DIV/0! | #DIV/0! | #DIV/0! | #DIV/0! | #DIV/0! | #DIV/0! | #DIV/0! | #DIV/0! | #DIV/0!
Carbon cost (£) |  |  | #DIV/0! | #DIV/0! | #DIV/0! | #DIV/0! | #DIV/0! | #DIV/0! | #DIV/0! | #DIV/0! | #DIV/0! | #DIV/0! | #DIV/0! | #DIV/0! | #DIV/0! | #DIV/0! | #DIV/0! | #DIV/0! | #DIV/0! | #DIV/0! | #DIV/0! | #DIV/0! | #DIV/0! | #DIV/0! | #DIV/0! | #DIV/0! | #DIV/0! | #DIV/0!
Total cost (£) |  |  | #DIV/0! | #DIV/0! | #DIV/0! | #DIV/0! | #DIV/0! | #DIV/0! | #DIV/0! | #DIV/0! | #DIV/0! | #DIV/0! | #DIV/0! | #DIV/0! | #DIV/0! | #DIV/0! | #DIV/0! | #DIV/0! | #DIV/0! | #DIV/0! | #DIV/0! | #DIV/0! | #DIV/0! | #DIV/0! | #DIV/0! | #DIV/0! | #DIV/0! | #DIV/0!
Do something cumulative cost (£) |  |  | #DIV/0! | #DIV/0! | #DIV/0! | #DIV/0! | #DIV/0! | #DIV/0! | #DIV/0! | #DIV/0! | #DIV/0! | #DIV/0! | #DIV/0! | #DIV/0! | #DIV/0! | #DIV/0! | #DIV/0! | #DIV/0! | #DIV/0! | #DIV/0! | #DIV/0! | #DIV/0! | #DIV/0! | #DIV/0! | #DIV/0! | #DIV/0! | #DIV/0! | #DIV/0!
Net present value |  |  | #DIV/0! | #DIV/0! | #DIV/0! | #DIV/0! | #DIV/0! | #DIV/0! | #DIV/0! | #DIV/0! | #DIV/0! | #DIV/0! | #DIV/0! | #DIV/0! | #DIV/0! | #DIV/0! | #DIV/0! | #DIV/0! | #DIV/0! | #DIV/0! | #DIV/0! | #DIV/0! | #DIV/0! | #DIV/0! | #DIV/0! | #DIV/0! | #DIV/0! | #DIV/0!
Best-case cumulative NPV (£) |  |  | #DIV/0! | #DIV/0! | #DIV/0! | #DIV/0! | #DIV/0! | #DIV/0! | #DIV/0! | #DIV/0! | #DIV/0! | #DIV/0! | #DIV/0! | #DIV/0! | #DIV/0! | #DIV/0! | #DIV/0! | #DIV/0! | #DIV/0! | #DIV/0! | #DIV/0! | #DIV/0! | #DIV/0! | #DIV/0! | #DIV/0! | #DIV/0! | #DIV/0! | #DIV/0!
CURRENT (DO NOTHING) AUXILLARY
Energy CO2e (CO2e/kWh) |  |  | 0.52 | 0.5044 | 0.48927 | 0.47459 | 0.46035 | 0.44654 | 0.43315 | 0.42015 | 0.40755 | 0.39532 | 0.38346 | 0.37196 | 0.3608 | 0.34997 | 0.33947 | 0.32929 | 0.31941 | 0.30983 | 0.30053 | 0.29152 | 0.28277 | 0.27429 | 0.26606 | 0.25808 | 0.25034 | 0.24283
Energy cost (£/kWh) |  |  | 0.12 | 0.132 | 0.1452 | 0.15972 | 0.17569 | 0.19326 | 0.21259 | 0.23385 | 0.25723 | 0.28295 | 0.31125 | 0.34237 | 0.37661 | 0.41427 | 0.4557 | 0.50127 | 0.5514 | 0.60654 | 0.66719 | 0.73391 | 0.8073 | 0.88803 | 0.97683 | 1.0745 | 1.182 | 1.3002
Embodied energy (kWh)
Recurring embodied energy (kWh)
Operational energy (kWh) |  |  | 0 | 0 | 0 | 0 | 0 | 0 | 0 | 0 | 0 | 0 | 0 | 0 | 0 | 0 | 0 | 0 | 0 | 0 | 0 | 0 | 0 | 0 | 0 | 0 | 0 | 0
Embodied carbon (kWh)
Recurring embodied carbon (kWh)
Operational carbon (kgCO2e) |  |  | 0 | 0 | 0 | 0 | 0 | 0 | 0 | 0 | 0 | 0 | 0 | 0 | 0 | 0 | 0 | 0 | 0 | 0 | 0 | 0 | 0 | 0 | 0 | 0 | 0 | 0
Capital cost (£)
Recurring costs (£)
Energy cost (£) |  |  | 0 | 0 | 0 | 0 | 0 | 0 | 0 | 0 | 0 | 0 | 0 | 0 | 0 | 0 | 0 | 0 | 0 | 0 | 0 | 0 | 0 | 0 | 0 | 0 | 0 | 0
Carbon cost (£) |  |  | 0 | 0 | 0 | 0 | 0 | 0 | 0 | 0 | 0 | 0 | 0 | 0 | 0 | 0 | 0 | 0 | 0 | 0 | 0 | 0 | 0 | 0 | 0 | 0 | 0 | 0
Total cost (£) |  |  | 0 | 0 | 0 | 0 | 0 | 0 | 0 | 0 | 0 | 0 | 0 | 0 | 0 | 0 | 0 | 0 | 0 | 0 | 0 | 0 | 0 | 0 | 0 | 0 | 0 | 0
Do nothing cumulative cost (£) |  |  | 0 | 0 | 0 | 0 | 0 | 0 | 0 | 0 | 0 | 0 | 0 | 0 | 0 | 0 | 0 | 0 | 0 | 0 | 0 | 0 | 0 | 0 | 0 | 0 | 0 | 0
Net present value |  |  | 0 | 0 | 0 | 0 | 0 | 0 | 0 | 0 | 0 | 0 | 0 | 0 | 0 | 0 | 0 | 0 | 0 | 0 | 0 | 0 | 0 | 0 | 0 | 0 | 0 | 0
Baseline cumulative NPV (£) |  |  | 0 | 0 | 0 | 0 | 0 | 0 | 0 | 0 | 0 | 0 | 0 | 0 | 0 | 0 | 0 | 0 | 0 | 0 | 0 | 0 | 0 | 0 | 0 | 0 | 0 | 0
PO AUXILLARY
Energy CO2e (CO2e/kWh) |  |  | 0.52 | 0.5044 | 0.48927 | 0.47459 | 0.46035 | 0.44654 | 0.43315 | 0.42015 | 0.40755 | 0.39532 | 0.38346 | 0.37196 | 0.3608 | 0.34997 | 0.33947 | 0.32929 | 0.31941 | 0.30983 | 0.30053 | 0.29152 | 0.28277 | 0.27429 | 0.26606 | 0.25808 | 0.25034 | 0.24283
Energy cost (£/kWh) |  |  | 0.12 | 0.132 | 0.1452 | 0.15972 | 0.17569 | 0.19326 | 0.21259 | 0.23385 | 0.25723 | 0.28295 | 0.31125 | 0.34237 | 0.37661 | 0.41427 | 0.4557 | 0.50127 | 0.5514 | 0.60654 | 0.66719 | 0.73391 | 0.8073 | 0.88803 | 0.97683 | 1.0745 | 1.182 | 1.3002
Embodied energy (kWh)
Recurring embodied energy (kWh)
Operational energy (kWh) |  |  | 0 | 0 | 0 | 0 | 0 | 0 | 0 | 0 | 0 | 0 | 0 | 0 | 0 | 0 | 0 | 0 | 0 | 0 | 0 | 0 | 0 | 0 | 0 | 0 | 0 | 0
Embodied carbon (kWh)
Recurring embodied carbon (kWh)
Operational carbon (kgCO2e) |  |  | 0 | 0 | 0 | 0 | 0 | 0 | 0 | 0 | 0 | 0 | 0 | 0 | 0 | 0 | 0 | 0 | 0 | 0 | 0 | 0 | 0 | 0 | 0 | 0 | 0 | 0
Capital cost (£)
Recurring costs (£)
Energy cost (£) |  |  | 0 | 0 | 0 | 0 | 0 | 0 | 0 | 0 | 0 | 0 | 0 | 0 | 0 | 0 | 0 | 0 | 0 | 0 | 0 | 0 | 0 | 0 | 0 | 0 | 0 | 0
Carbon cost (£) |  |  | 0 | 0 | 0 | 0 | 0 | 0 | 0 | 0 | 0 | 0 | 0 | 0 | 0 | 0 | 0 | 0 | 0 | 0 | 0 | 0 | 0 | 0 | 0 | 0 | 0 | 0
Total cost (£) |  |  | 0 | 0 | 0 | 0 | 0 | 0 | 0 | 0 | 0 | 0 | 0 | 0 | 0 | 0 | 0 | 0 | 0 | 0 | 0 | 0 | 0 | 0 | 0 | 0 | 0 | 0
Do something cumulative cost (£) |  |  | 0 | 0 | 0 | 0 | 0 | 0 | 0 | 0 | 0 | 0 | 0 | 0 | 0 | 0 | 0 | 0 | 0 | 0 | 0 | 0 | 0 | 0 | 0 | 0 | 0 | 0
Net present value |  |  | 0 | 0 | 0 | 0 | 0 | 0 | 0 | 0 | 0 | 0 | 0 | 0 | 0 | 0 | 0 | 0 | 0 | 0 | 0 | 0 | 0 | 0 | 0 | 0 | 0 | 0
Planned cumulative NPV (£) |  |  | 0 | 0 | 0 | 0 | 0 | 0 | 0 | 0 | 0 | 0 | 0 | 0 | 0 | 0 | 0 | 0 | 0 | 0 | 0 | 0 | 0 | 0 | 0 | 0 | 0 | 0
SO AUXILLARY
Energy CO2e (CO2e/kWh) |  |  | 0.52 | 0.5044 | 0.48927 | 0.47459 | 0.46035 | 0.44654 | 0.43315 | 0.42015 | 0.40755 | 0.39532 | 0.38346 | 0.37196 | 0.3608 | 0.34997 | 0.33947 | 0.32929 | 0.31941 | 0.30983 | 0.30053 | 0.29152 | 0.28277 | 0.27429 | 0.26606 | 0.25808 | 0.25034 | 0.24283
Energy cost (£/kWh) |  |  | 0.12 | 0.132 | 0.1452 | 0.15972 | 0.17569 | 0.19326 | 0.21259 | 0.23385 | 0.25723 | 0.28295 | 0.31125 | 0.34237 | 0.37661 | 0.41427 | 0.4557 | 0.50127 | 0.5514 | 0.60654 | 0.66719 | 0.73391 | 0.8073 | 0.88803 | 0.97683 | 1.0745 | 1.182 | 1.3002
Embodied energy (kWh)
Recurring embodied energy (kWh)
Operational energy (kWh) |  |  | 0 | 0 | 0 | 0 | 0 | 0 | 0 | 0 | 0 | 0 | 0 | 0 | 0 | 0 | 0 | 0 | 0 | 0 | 0 | 0 | 0 | 0 | 0 | 0 | 0 | 0
Embodied carbon (kWh)
Recurring embodied carbon (kWh)
Operational carbon (kgCO2e) |  |  | 0 | 0 | 0 | 0 | 0 | 0 | 0 | 0 | 0 | 0 | 0 | 0 | 0 | 0 | 0 | 0 | 0 | 0 | 0 | 0 | 0 | 0 | 0 | 0 | 0 | 0
Capital cost (£)
Recurring costs (£)
Energy cost (£) |  |  | 0 | 0 | 0 | 0 | 0 | 0 | 0 | 0 | 0 | 0 | 0 | 0 | 0 | 0 | 0 | 0 | 0 | 0 | 0 | 0 | 0 | 0 | 0 | 0 | 0 | 0
Carbon cost (£) |  |  | 0 | 0 | 0 | 0 | 0 | 0 | 0 | 0 | 0 | 0 | 0 | 0 | 0 | 0 | 0 | 0 | 0 | 0 | 0 | 0 | 0 | 0 | 0 | 0 | 0 | 0
Total cost (£) |  |  | 0 | 0 | 0 | 0 | 0 | 0 | 0 | 0 | 0 | 0 | 0 | 0 | 0 | 0 | 0 | 0 | 0 | 0 | 0 | 0 | 0 | 0 | 0 | 0 | 0 | 0
Do something cumulative cost (£) |  |  | 0 | 0 | 0 | 0 | 0 | 0 | 0 | 0 | 0 | 0 | 0 | 0 | 0 | 0 | 0 | 0 | 0 | 0 | 0 | 0 | 0 | 0 | 0 | 0 | 0 | 0
Net present value |  |  | 0 | 0 | 0 | 0 | 0 | 0 | 0 | 0 | 0 | 0 | 0 | 0 | 0 | 0 | 0 | 0 | 0 | 0 | 0 | 0 | 0 | 0 | 0 | 0 | 0 | 0
Best-case cumulative NPV (£) |  |  | 0 | 0 | 0 | 0 | 0 | 0 | 0 | 0 | 0 | 0 | 0 | 0 | 0 | 0 | 0 | 0 | 0 | 0 | 0 | 0 | 0 | 0 | 0 | 0 | 0 | 0
Note on J20: If multiple boilers exist estimate the proportion of natural gas use associated with the boiler being changed Note: If there are two boilers both providing the same amount of heat and you are only planning on replacing one enter 50% here.
Note on J21: This is the area served by the boiler being chanaged as a proportion of total building area. Note: If you are upgrading the total boiler system enter 100% here.
Note on G35: Currently pump power only effects estimated auxiliary energy not natural gas used.

## SimpleC
Building: | Done
1-19 Torrington Place
| CURRENT (DO THE MINIMUM) |  |  |  |  | PREFERRED OPTION | [5 empty] | GRAPH OF CUMULATIVE NPV | [5 empty] | SECOND OPTION
| Total cooling energy (kWh) |  | 48523.92 | 0 |  | Total cooling energy (kWh) |  |  | #DIV/0! | [8 empty] | Total cooling energy (kWh) |  |  | #VALUE!
[6 empty] | Elec. not associated with change (kWh) |  |  |  | 0 | [7 empty] | Elec. not associated with change (kWh) |  |  |  | 0
| Elec. associated with change (kWh) |  |  | 48523.92 |  | Elec. associated with change (kWh) |  |  |  | #DIV/0! | [7 empty] | Elec. associated with change (kWh) |  |  |  | #VALUE!
[6 empty] | Percentage saving |  |  | #DIV/0! | [8 empty] | Percentage saving |  |  | #VALUE!
| System being changed |  |  |  |  | System being changed | [11 empty] | System being changed
| Electricity used by VRF/chiller being changed (%) |  | 100 | 48523.92
| Area cooled by system (%) |  | 100 | 17317 |  | Additional area heated by new system(m2) |  |  | 0 | 17317 | [7 empty] | Additional area heated by new system(m2) |  |  | 0 | 17317
| Systems type and performance |  |  |  |  | System type and performance | [11 empty] | System type and performance
| COP: | User defined |  | 0 |  | COP: |  | User defined |  | 0 | [7 empty] | COP: |  | User defined | NA | NA
| Operational hours |  |  |  |  | Operational hours | [11 empty] | Operational hours
| Hours per day (hrs) |  | 8 | 8 |  | Hours per day (hrs) |  |  | 8 | 8 | [7 empty] | Hours per day (hrs) |  |  | 8 | 8
| Days per week (days) |  | 5 | 5 |  | Days per week (days) |  |  | 5 | 5 | [7 empty] | Days per week (days) |  |  | 5 | 5
| Weeks per year (wks) |  | 40 | 40 |  | Weeks per year (wks) |  |  | 40 | 40 | [7 empty] | Weeks per year (wks) |  |  | 40 | 40
| Est. auxiliary energy - pumps (kWh) |  | 0 |  |  | Est. auxiliary energy - pumps (kWh) |  |  | 0 | [8 empty] | Est. auxiliary energy - pumps (kWh) |  |  | 0
|  |  |  | W/m2 |  | Est. percentage saving |  |  | NA | W/m2 | [7 empty] | Est. percentage saving |  |  | NA | W/m2
| Pump power | User defined |  | 0 |  | Pump power |  | User defined |  | 0 | [7 empty] | Pump power |  | User defined |  | 0
| Est. auxiliary energy - fans (kWh) |  | 0 |  |  | Est. auxiliary energy - fans (kWh) |  |  | 0 | [8 empty] | Est. auxiliary energy - fans (kWh) |  |  | 0
[6 empty] | Est. percentage saving |  |  | NA | [8 empty] | Est.percentage saving |  |  | NA
| Ventilation rate |  | 0 | 0 |  | Ventilation rate |  |  | 12 | 12 | [7 empty] | Ventilation rate |  |  | 12 | 12
| Occupants |  | 0 | 0 |  | Occupants |  |  | 0 | 0 | [7 empty] | Occupants |  |  | 0 | 0
| SFP (W/l/s) |  | 0 | 0 |  | SFP (W/l/s) |  |  | 0 | 0 | [7 empty] | SFP (W/l/s) |  |  | 0 | 0
| Financial considerations |  |  |  |  | Financial considerations | [11 empty] | Financial considerations
| Capital cost of change (£) |  | 0 | 0 |  | Capital cost of change (£) |  |  | 0 | 0 | [7 empty] | Capital cost of change (£) |  |  | 0 | 0
| Time until change (yrs) |  | 0 | 0 |  | Time until change (yrs) |  |  | 0 | 0 |  | PAYBACK | [5 empty] | Time until change (yrs) |  |  | 0 | 0
[12 empty] | PREFFERED OPTION |  |  | #N/A | YEARS
| Maintenance cost (£/yr) |  | 0 | 0 |  | Maintenance cost (£/yr) |  |  | 0 | 0 |  | SECOND OPTION |  |  | #N/A | YEARS |  | Maintenance cost (£/yr) |  |  | 0 | 0
| Replacement cost (£) |  | 0 | 0 |  | Replacement cost (£) |  |  | 0 | 0 | [7 empty] | Replacement cost (£) |  |  | 0 | 0
| Replacement period (yrs) |  | 0 | 0 |  | Replacement period (yrs) |  |  | 0 | 0 | [7 empty] | Replacement period (yrs) |  |  | 0 | 0
|  |  |  | 0 | 1 | 2 | 3 | 4 | 5 | 6 | 7 | 8 | 9 | 10 | 11 | 12 | 13 | 14 | 15 | 16 | 17 | 18 | 19 | 20 | 21 | 22 | 23 | 24 | 25
| Year |  |  | 1 | 2 | 3 | 4 | 5 | 6 | 7 | 8 | 9 | 10 | 11 | 12 | 13 | 14 | 15 | 16 | 17 | 18 | 19 | 20 | 21 | 22 | 23 | 24 | 25 | 26
| Payback (Preferred Option) |  | #N/A | #DIV/0! | #DIV/0! | #DIV/0! | #DIV/0! | #DIV/0! | #DIV/0! | #DIV/0! | #DIV/0! | #DIV/0! | #DIV/0! | #DIV/0! | #DIV/0! | #DIV/0! | #DIV/0! | #DIV/0! | #DIV/0! | #DIV/0! | #DIV/0! | #DIV/0! | #DIV/0! | #DIV/0! | #DIV/0! | #DIV/0! | #DIV/0! | #DIV/0! | #DIV/0!
| Payback (Second Option) |  | #N/A | #VALUE! | #VALUE! | #VALUE! | #VALUE! | #VALUE! | #VALUE! | #VALUE! | #VALUE! | #VALUE! | #VALUE! | #VALUE! | #VALUE! | #VALUE! | #VALUE! | #VALUE! | #VALUE! | #VALUE! | #VALUE! | #VALUE! | #VALUE! | #VALUE! | #VALUE! | #VALUE! | #VALUE! | #VALUE! | #VALUE!
| User defined |  |  | 0 | 0 | 0 | 0 | 0 | 0 | 0 | 0 | 0 | 0 | 0 | 0 | 0 | 0 | 0 | 0 | 0 | 0 | 0 | 0 | 0 | 0 | 0 | 0 | 0 | 0
| Natural gas |  |  | 0.21 | 0.21 | 0.21 | 0.21 | 0.21 | 0.21 | 0.21 | 0.21 | 0.21 | 0.21 | 0.21 | 0.21 | 0.21 | 0.21 | 0.21 | 0.21 | 0.21 | 0.21 | 0.21 | 0.21 | 0.21 | 0.21 | 0.21 | 0.21 | 0.21 | 0.21
| District heating |  |  | 0.14 | 0.14 | 0.14 | 0.14 | 0.14 | 0.14 | 0.14 | 0.14 | 0.14 | 0.14 | 0.14 | 0.14 | 0.14 | 0.14 | 0.14 | 0.14 | 0.14 | 0.14 | 0.14 | 0.14 | 0.14 | 0.14 | 0.14 | 0.14 | 0.14 | 0.14
| Gas/DH mix |  |  | 0.14 | 0.14 | 0.14 | 0.14 | 0.14 | 0.14 | 0.14 | 0.14 | 0.14 | 0.14 | 0.14 | 0.14 | 0.14 | 0.14 | 0.14 | 0.14 | 0.14 | 0.14 | 0.14 | 0.14 | 0.14 | 0.14 | 0.14 | 0.14 | 0.14 | 0.14
| Grid electricity |  |  | 0.52 | 0.5044 | 0.48927 | 0.47459 | 0.46035 | 0.44654 | 0.43315 | 0.42015 | 0.40755 | 0.39532 | 0.38346 | 0.37196 | 0.3608 | 0.34997 | 0.33947 | 0.32929 | 0.31941 | 0.30983 | 0.30053 | 0.29152 | 0.28277 | 0.27429 | 0.26606 | 0.25808 | 0.25034 | 0.24283
| User defined |  |  | 0 | 0 | 0 | 0 | 0 | 0 | 0 | 0 | 0 | 0 | 0 | 0 | 0 | 0 | 0 | 0 | 0 | 0 | 0 | 0 | 0 | 0 | 0 | 0 | 0 | 0
| Natural gas |  |  | 0.04 | 0.0424 | 0.044944 | 0.047641 | 0.050499 | 0.053529 | 0.056741 | 0.060145 | 0.063754 | 0.067579 | 0.071634 | 0.075932 | 0.080488 | 0.085317 | 0.090436 | 0.095862 | 0.10161 | 0.10771 | 0.11417 | 0.12102 | 0.12829 | 0.13598 | 0.14414 | 0.15279 | 0.16196 | 0.17167
| District heating |  |  | 0.02 | 0.0212 | 0.022472 | 0.02382 | 0.02525 | 0.026765 | 0.02837 | 0.030073 | 0.031877 | 0.03379 | 0.035817 | 0.037966 | 0.040244 | 0.042659 | 0.045218 | 0.047931 | 0.050807 | 0.053855 | 0.057087 | 0.060512 | 0.064143 | 0.067991 | 0.072071 | 0.076395 | 0.080979 | 0.085837
| Gas/DH mix |  |  | 0.0544 | 0.057664 | 0.061124 | 0.064791 | 0.068679 | 0.072799 | 0.077167 | 0.081797 | 0.086705 | 0.091908 | 0.097422 | 0.10327 | 0.10946 | 0.11603 | 0.12299 | 0.13037 | 0.1382 | 0.14649 | 0.15528 | 0.16459 | 0.17447 | 0.18494 | 0.19603 | 0.20779 | 0.22026 | 0.23348
| Grid electricity |  |  | 0.12 | 0.132 | 0.1452 | 0.15972 | 0.17569 | 0.19326 | 0.21259 | 0.23385 | 0.25723 | 0.28295 | 0.31125 | 0.34237 | 0.37661 | 0.41427 | 0.4557 | 0.50127 | 0.5514 | 0.60654 | 0.66719 | 0.73391 | 0.8073 | 0.88803 | 0.97683 | 1.0745 | 1.182 | 1.3002
| Inflation (%) |  |  | 1 | 1.02 | 1.0404 | 1.0612 | 1.0824 | 1.1041 | 1.1262 | 1.1487 | 1.1717 | 1.1951 | 1.219 | 1.2434 | 1.2682 | 1.2936 | 1.3195 | 1.3459 | 1.3728 | 1.4002 | 1.4282 | 1.4568 | 1.4859 | 1.5157 | 1.546 | 1.5769 | 1.6084 | 1.6406
| CO2e cost (£/kgCO2e) |  |  | 0.1 | 0.102 | 0.10404 | 0.10612 | 0.10824 | 0.11041 | 0.11262 | 0.11487 | 0.11717 | 0.11951 | 0.1219 | 0.12434 | 0.12682 | 0.12936 | 0.13195 | 0.13459 | 0.13728 | 0.14002 | 0.14282 | 0.14568 | 0.14859 | 0.15157 | 0.1546 | 0.15769 | 0.16084 | 0.16406
CURRENT (DO NOTHING)
| Energy CO2e (CO2e/kWh) |  |  | 0.52 | 0.5044 | 0.48927 | 0.47459 | 0.46035 | 0.44654 | 0.43315 | 0.42015 | 0.40755 | 0.39532 | 0.38346 | 0.37196 | 0.3608 | 0.34997 | 0.33947 | 0.32929 | 0.31941 | 0.30983 | 0.30053 | 0.29152 | 0.28277 | 0.27429 | 0.26606 | 0.25808 | 0.25034 | 0.24283
| Energy cost (£/kWh) |  |  | 0.12 | 0.132 | 0.1452 | 0.15972 | 0.17569 | 0.19326 | 0.21259 | 0.23385 | 0.25723 | 0.28295 | 0.31125 | 0.34237 | 0.37661 | 0.41427 | 0.4557 | 0.50127 | 0.5514 | 0.60654 | 0.66719 | 0.73391 | 0.8073 | 0.88803 | 0.97683 | 1.0745 | 1.182 | 1.3002
Embodied energy (kWh)
Recurring embodied energy (kWh)
| Operational energy (kWh) |  |  | 48523.92 | 48523.92 | 48523.92 | 48523.92 | 48523.92 | 48523.92 | 48523.92 | 48523.92 | 48523.92 | 48523.92 | 48523.92 | 48523.92 | 48523.92 | 48523.92 | 48523.92 | 48523.92 | 48523.92 | 48523.92 | 48523.92 | 48523.92 | 48523.92 | 48523.92 | 48523.92 | 48523.92 | 48523.92 | 48523.92
Embodied carbon (kWh)
Recurring embodied carbon (kWh)
| Operational carbon (kgCO2e) |  |  | 25232.4384 | 24475.4652 | 23741.2013 | 23028.9653 | 22338.0963 | 21667.9534 | 21017.9148 | 20387.3774 | 19775.756 | 19182.4834 | 18607.0089 | 18048.7986 | 17507.3346 | 16982.1146 | 16472.6512 | 15978.4716 | 15499.1175 | 15034.1439 | 14583.1196 | 14145.626 | 13721.2573 | 13309.6195 | 12910.331 | 12523.021 | 12147.3304 | 11782.9105
| Capital cost (£) |  |  | 0 | 0 | 0 | 0 | 0 | 0 | 0 | 0 | 0 | 0 | 0 | 0 | 0 | 0 | 0 | 0 | 0 | 0 | 0 | 0 | 0 | 0 | 0 | 0 | 0 | 0
| Recurring costs (£) |  |  | 0 | 0 | 0 | 0 | 0 | 0 | 0 | 0 | 0 | 0 | 0 | 0 | 0 | 0 | 0 | 0 | 0 | 0 | 0 | 0 | 0 | 0 | 0 | 0 | 0 | 0
| Energy cost (£) |  |  | 5822.8704 | 6405.1574 | 7045.6732 | 7750.2405 | 8525.2646 | 9377.791 | 10315.5701 | 11347.1271 | 12481.8398 | 13730.0238 | 15103.0262 | 16613.3288 | 18274.6617 | 20102.1279 | 22112.3407 | 24323.5747 | 26755.9322 | 29431.5254 | 32374.678 | 35612.1457 | 39173.3603 | 43090.6964 | 47399.766 | 52139.7426 | 57353.7168 | 63089.0885
| Carbon cost (£) |  |  | 2523.2438 | 2496.4975 | 2470.0346 | 2443.8522 | 2417.9474 | 2392.3171 | 2366.9586 | 2341.8688 | 2317.045 | 2292.4843 | 2268.184 | 2244.1412 | 2220.3533 | 2196.8176 | 2173.5313 | 2150.4919 | 2127.6967 | 2105.1431 | 2082.8286 | 2060.7506 | 2038.9066 | 2017.2942 | 1995.9109 | 1974.7543 | 1953.8219 | 1933.1114
| Total cost (£) |  |  | 8346.1142 | 8901.6549 | 9515.7078 | 10194.0927 | 10943.2119 | 11770.1081 | 12682.5287 | 13688.9959 | 14798.8848 | 16022.5081 | 17371.2102 | 18857.4701 | 20495.015 | 22298.9455 | 24285.872 | 26474.0666 | 28883.6289 | 31536.6685 | 34457.5065 | 37672.8964 | 41212.267 | 45107.9906 | 49395.6769 | 54114.4969 | 59307.5387 | 65022.1999
| Do nothing cumulative cost (£) |  |  | 8346.1142 | 17247.7691 | 26763.4769 | 36957.5696 | 47900.7816 | 59670.8897 | 72353.4184 | 86042.4143 | 100841.2992 | 116863.8073 | 134235.0175 | 153092.4876 | 173587.5026 | 195886.4481 | 220172.3201 | 246646.3867 | 275530.0156 | 307066.6841 | 341524.1906 | 379197.087 | 420409.354 | 465517.3446 | 514913.0215 | 569027.5183 | 628335.057 | 693357.2569
| Net present value |  |  | 8346.1142 | 8600.6327 | 8883.015 | 9194.4876 | 9536.377 | 9910.1152 | 10317.2453 | 10759.4271 | 11238.4442 | 11756.2105 | 12314.7777 | 12916.3433 | 13563.2587 | 14258.0383 | 15003.3695 | 15802.122 | 16657.3595 | 17572.3509 | 18550.5825 | 19595.7714 | 20711.8794 | 21903.1277 | 23174.013 | 24529.324 | 25974.1597 | 27513.9481
| Baseline cumulative NPV (£) |  |  | 8346.1142 | 16946.747 | 25829.762 | 35024.2496 | 44560.6266 | 54470.7418 | 64787.9871 | 75547.4141 | 86785.8583 | 98542.0688 | 110856.8465 | 123773.1898 | 137336.4484 | 151594.4868 | 166597.8563 | 182399.9783 | 199057.3378 | 216629.6887 | 235180.2712 | 254776.0426 | 275487.922 | 297391.0497 | 320565.0627 | 345094.3867 | 371068.5463 | 398582.4945
PREFERRED OPTION
| Energy CO2e (CO2e/kWh) |  |  | 0.52 | 0.5044 | 0.48927 | 0.47459 | 0.46035 | 0.44654 | 0.43315 | 0.42015 | 0.40755 | 0.39532 | 0.38346 | 0.37196 | 0.3608 | 0.34997 | 0.33947 | 0.32929 | 0.31941 | 0.30983 | 0.30053 | 0.29152 | 0.28277 | 0.27429 | 0.26606 | 0.25808 | 0.25034 | 0.24283
| Energy cost (£/kWh) |  |  | 0.12 | 0.132 | 0.1452 | 0.15972 | 0.17569 | 0.19326 | 0.21259 | 0.23385 | 0.25723 | 0.28295 | 0.31125 | 0.34237 | 0.37661 | 0.41427 | 0.4557 | 0.50127 | 0.5514 | 0.60654 | 0.66719 | 0.73391 | 0.8073 | 0.88803 | 0.97683 | 1.0745 | 1.182 | 1.3002
Embodied energy (kWh)
Recurring embodied energy (kWh)
| Operational energy (kWh) |  |  | #DIV/0! | #DIV/0! | #DIV/0! | #DIV/0! | #DIV/0! | #DIV/0! | #DIV/0! | #DIV/0! | #DIV/0! | #DIV/0! | #DIV/0! | #DIV/0! | #DIV/0! | #DIV/0! | #DIV/0! | #DIV/0! | #DIV/0! | #DIV/0! | #DIV/0! | #DIV/0! | #DIV/0! | #DIV/0! | #DIV/0! | #DIV/0! | #DIV/0! | #DIV/0!
Embodied carbon (kWh)
Recurring embodied carbon (kWh)
| Operational carbon (kgCO2e) |  |  | #DIV/0! | #DIV/0! | #DIV/0! | #DIV/0! | #DIV/0! | #DIV/0! | #DIV/0! | #DIV/0! | #DIV/0! | #DIV/0! | #DIV/0! | #DIV/0! | #DIV/0! | #DIV/0! | #DIV/0! | #DIV/0! | #DIV/0! | #DIV/0! | #DIV/0! | #DIV/0! | #DIV/0! | #DIV/0! | #DIV/0! | #DIV/0! | #DIV/0! | #DIV/0!
| Capital cost (£) |  |  | 0 | 0 | 0 | 0 | 0 | 0 | 0 | 0 | 0 | 0 | 0 | 0 | 0 | 0 | 0 | 0 | 0 | 0 | 0 | 0 | 0 | 0 | 0 | 0 | 0 | 0
| Recurring costs (£) |  |  | 0 | 0 | 0 | 0 | 0 | 0 | 0 | 0 | 0 | 0 | 0 | 0 | 0 | 0 | 0 | 0 | 0 | 0 | 0 | 0 | 0 | 0 | 0 | 0 | 0 | 0
| Energy cost (£) |  |  | #DIV/0! | #DIV/0! | #DIV/0! | #DIV/0! | #DIV/0! | #DIV/0! | #DIV/0! | #DIV/0! | #DIV/0! | #DIV/0! | #DIV/0! | #DIV/0! | #DIV/0! | #DIV/0! | #DIV/0! | #DIV/0! | #DIV/0! | #DIV/0! | #DIV/0! | #DIV/0! | #DIV/0! | #DIV/0! | #DIV/0! | #DIV/0! | #DIV/0! | #DIV/0!
| Carbon cost (£) |  |  | #DIV/0! | #DIV/0! | #DIV/0! | #DIV/0! | #DIV/0! | #DIV/0! | #DIV/0! | #DIV/0! | #DIV/0! | #DIV/0! | #DIV/0! | #DIV/0! | #DIV/0! | #DIV/0! | #DIV/0! | #DIV/0! | #DIV/0! | #DIV/0! | #DIV/0! | #DIV/0! | #DIV/0! | #DIV/0! | #DIV/0! | #DIV/0! | #DIV/0! | #DIV/0!
| Total cost (£) |  |  | #DIV/0! | #DIV/0! | #DIV/0! | #DIV/0! | #DIV/0! | #DIV/0! | #DIV/0! | #DIV/0! | #DIV/0! | #DIV/0! | #DIV/0! | #DIV/0! | #DIV/0! | #DIV/0! | #DIV/0! | #DIV/0! | #DIV/0! | #DIV/0! | #DIV/0! | #DIV/0! | #DIV/0! | #DIV/0! | #DIV/0! | #DIV/0! | #DIV/0! | #DIV/0!
| Do something cumulative cost (£) |  |  | #DIV/0! | #DIV/0! | #DIV/0! | #DIV/0! | #DIV/0! | #DIV/0! | #DIV/0! | #DIV/0! | #DIV/0! | #DIV/0! | #DIV/0! | #DIV/0! | #DIV/0! | #DIV/0! | #DIV/0! | #DIV/0! | #DIV/0! | #DIV/0! | #DIV/0! | #DIV/0! | #DIV/0! | #DIV/0! | #DIV/0! | #DIV/0! | #DIV/0! | #DIV/0!
| Net present value |  |  | #DIV/0! | #DIV/0! | #DIV/0! | #DIV/0! | #DIV/0! | #DIV/0! | #DIV/0! | #DIV/0! | #DIV/0! | #DIV/0! | #DIV/0! | #DIV/0! | #DIV/0! | #DIV/0! | #DIV/0! | #DIV/0! | #DIV/0! | #DIV/0! | #DIV/0! | #DIV/0! | #DIV/0! | #DIV/0! | #DIV/0! | #DIV/0! | #DIV/0! | #DIV/0!
| Planned cumulative NPV (£) |  |  | #DIV/0! | #DIV/0! | #DIV/0! | #DIV/0! | #DIV/0! | #DIV/0! | #DIV/0! | #DIV/0! | #DIV/0! | #DIV/0! | #DIV/0! | #DIV/0! | #DIV/0! | #DIV/0! | #DIV/0! | #DIV/0! | #DIV/0! | #DIV/0! | #DIV/0! | #DIV/0! | #DIV/0! | #DIV/0! | #DIV/0! | #DIV/0! | #DIV/0! | #DIV/0!
SECOND OPTION
| Energy CO2e (CO2e/kWh) |  |  | 0.52 | 0.5044 | 0.48927 | 0.47459 | 0.46035 | 0.44654 | 0.43315 | 0.42015 | 0.40755 | 0.39532 | 0.38346 | 0.37196 | 0.3608 | 0.34997 | 0.33947 | 0.32929 | 0.31941 | 0.30983 | 0.30053 | 0.29152 | 0.28277 | 0.27429 | 0.26606 | 0.25808 | 0.25034 | 0.24283
| Energy cost (£/kWh) |  |  | 0.12 | 0.132 | 0.1452 | 0.15972 | 0.17569 | 0.19326 | 0.21259 | 0.23385 | 0.25723 | 0.28295 | 0.31125 | 0.34237 | 0.37661 | 0.41427 | 0.4557 | 0.50127 | 0.5514 | 0.60654 | 0.66719 | 0.73391 | 0.8073 | 0.88803 | 0.97683 | 1.0745 | 1.182 | 1.3002
Embodied energy (kWh)
Recurring embodied energy (kWh)
| Operational energy (kWh) |  |  | #VALUE! | #VALUE! | #VALUE! | #VALUE! | #VALUE! | #VALUE! | #VALUE! | #VALUE! | #VALUE! | #VALUE! | #VALUE! | #VALUE! | #VALUE! | #VALUE! | #VALUE! | #VALUE! | #VALUE! | #VALUE! | #VALUE! | #VALUE! | #VALUE! | #VALUE! | #VALUE! | #VALUE! | #VALUE! | #VALUE!
Embodied carbon (kWh)
Recurring embodied carbon (kWh)
| Operational carbon (kgCO2e) |  |  | #VALUE! | #VALUE! | #VALUE! | #VALUE! | #VALUE! | #VALUE! | #VALUE! | #VALUE! | #VALUE! | #VALUE! | #VALUE! | #VALUE! | #VALUE! | #VALUE! | #VALUE! | #VALUE! | #VALUE! | #VALUE! | #VALUE! | #VALUE! | #VALUE! | #VALUE! | #VALUE! | #VALUE! | #VALUE! | #VALUE!
| Capital cost (£) |  |  | 0 | 0 | 0 | 0 | 0 | 0 | 0 | 0 | 0 | 0 | 0 | 0 | 0 | 0 | 0 | 0 | 0 | 0 | 0 | 0 | 0 | 0 | 0 | 0 | 0 | 0
| Recurring costs (£) |  |  | 0 | 0 | 0 | 0 | 0 | 0 | 0 | 0 | 0 | 0 | 0 | 0 | 0 | 0 | 0 | 0 | 0 | 0 | 0 | 0 | 0 | 0 | 0 | 0 | 0 | 0
| Energy cost (£) |  |  | #VALUE! | #VALUE! | #VALUE! | #VALUE! | #VALUE! | #VALUE! | #VALUE! | #VALUE! | #VALUE! | #VALUE! | #VALUE! | #VALUE! | #VALUE! | #VALUE! | #VALUE! | #VALUE! | #VALUE! | #VALUE! | #VALUE! | #VALUE! | #VALUE! | #VALUE! | #VALUE! | #VALUE! | #VALUE! | #VALUE!
| Carbon cost (£) |  |  | #VALUE! | #VALUE! | #VALUE! | #VALUE! | #VALUE! | #VALUE! | #VALUE! | #VALUE! | #VALUE! | #VALUE! | #VALUE! | #VALUE! | #VALUE! | #VALUE! | #VALUE! | #VALUE! | #VALUE! | #VALUE! | #VALUE! | #VALUE! | #VALUE! | #VALUE! | #VALUE! | #VALUE! | #VALUE! | #VALUE!
| Total cost (£) |  |  | #VALUE! | #VALUE! | #VALUE! | #VALUE! | #VALUE! | #VALUE! | #VALUE! | #VALUE! | #VALUE! | #VALUE! | #VALUE! | #VALUE! | #VALUE! | #VALUE! | #VALUE! | #VALUE! | #VALUE! | #VALUE! | #VALUE! | #VALUE! | #VALUE! | #VALUE! | #VALUE! | #VALUE! | #VALUE! | #VALUE!
| Do something cumulative cost (£) |  |  | #VALUE! | #VALUE! | #VALUE! | #VALUE! | #VALUE! | #VALUE! | #VALUE! | #VALUE! | #VALUE! | #VALUE! | #VALUE! | #VALUE! | #VALUE! | #VALUE! | #VALUE! | #VALUE! | #VALUE! | #VALUE! | #VALUE! | #VALUE! | #VALUE! | #VALUE! | #VALUE! | #VALUE! | #VALUE! | #VALUE!
| Net present value |  |  | #VALUE! | #VALUE! | #VALUE! | #VALUE! | #VALUE! | #VALUE! | #VALUE! | #VALUE! | #VALUE! | #VALUE! | #VALUE! | #VALUE! | #VALUE! | #VALUE! | #VALUE! | #VALUE! | #VALUE! | #VALUE! | #VALUE! | #VALUE! | #VALUE! | #VALUE! | #VALUE! | #VALUE! | #VALUE! | #VALUE!
| Best-case cumulative NPV (£) |  |  | #VALUE! | #VALUE! | #VALUE! | #VALUE! | #VALUE! | #VALUE! | #VALUE! | #VALUE! | #VALUE! | #VALUE! | #VALUE! | #VALUE! | #VALUE! | #VALUE! | #VALUE! | #VALUE! | #VALUE! | #VALUE! | #VALUE! | #VALUE! | #VALUE! | #VALUE! | #VALUE! | #VALUE! | #VALUE! | #VALUE!
CURRENT (DO NOTHING) COOLING
| Energy CO2e (CO2e/kWh) |  |  | 0.52 | 0.5044 | 0.48927 | 0.47459 | 0.46035 | 0.44654 | 0.43315 | 0.42015 | 0.40755 | 0.39532 | 0.38346 | 0.37196 | 0.3608 | 0.34997 | 0.33947 | 0.32929 | 0.31941 | 0.30983 | 0.30053 | 0.29152 | 0.28277 | 0.27429 | 0.26606 | 0.25808 | 0.25034 | 0.24283
| Energy cost (£/kWh) |  |  | 0.12 | 0.132 | 0.1452 | 0.15972 | 0.17569 | 0.19326 | 0.21259 | 0.23385 | 0.25723 | 0.28295 | 0.31125 | 0.34237 | 0.37661 | 0.41427 | 0.4557 | 0.50127 | 0.5514 | 0.60654 | 0.66719 | 0.73391 | 0.8073 | 0.88803 | 0.97683 | 1.0745 | 1.182 | 1.3002
Embodied energy (kWh)
Recurring embodied energy (kWh)
| Operational energy (kWh) |  |  | 48523.92 | 48523.92 | 48523.92 | 48523.92 | 48523.92 | 48523.92 | 48523.92 | 48523.92 | 48523.92 | 48523.92 | 48523.92 | 48523.92 | 48523.92 | 48523.92 | 48523.92 | 48523.92 | 48523.92 | 48523.92 | 48523.92 | 48523.92 | 48523.92 | 48523.92 | 48523.92 | 48523.92 | 48523.92 | 48523.92
Embodied carbon (kWh)
Recurring embodied carbon (kWh)
| Operational carbon (kgCO2e) |  |  | 25232.4384 | 24475.4652 | 23741.2013 | 23028.9653 | 22338.0963 | 21667.9534 | 21017.9148 | 20387.3774 | 19775.756 | 19182.4834 | 18607.0089 | 18048.7986 | 17507.3346 | 16982.1146 | 16472.6512 | 15978.4716 | 15499.1175 | 15034.1439 | 14583.1196 | 14145.626 | 13721.2573 | 13309.6195 | 12910.331 | 12523.021 | 12147.3304 | 11782.9105
Capital cost (£)
Recurring costs (£)
| Energy cost (£) |  |  | 5822.8704 | 6405.1574 | 7045.6732 | 7750.2405 | 8525.2646 | 9377.791 | 10315.5701 | 11347.1271 | 12481.8398 | 13730.0238 | 15103.0262 | 16613.3288 | 18274.6617 | 20102.1279 | 22112.3407 | 24323.5747 | 26755.9322 | 29431.5254 | 32374.678 | 35612.1457 | 39173.3603 | 43090.6964 | 47399.766 | 52139.7426 | 57353.7168 | 63089.0885
| Carbon cost (£) |  |  | 2523.2438 | 2496.4975 | 2470.0346 | 2443.8522 | 2417.9474 | 2392.3171 | 2366.9586 | 2341.8688 | 2317.045 | 2292.4843 | 2268.184 | 2244.1412 | 2220.3533 | 2196.8176 | 2173.5313 | 2150.4919 | 2127.6967 | 2105.1431 | 2082.8286 | 2060.7506 | 2038.9066 | 2017.2942 | 1995.9109 | 1974.7543 | 1953.8219 | 1933.1114
| Total cost (£) |  |  | 8346.1142 | 8901.6549 | 9515.7078 | 10194.0927 | 10943.2119 | 11770.1081 | 12682.5287 | 13688.9959 | 14798.8848 | 16022.5081 | 17371.2102 | 18857.4701 | 20495.015 | 22298.9455 | 24285.872 | 26474.0666 | 28883.6289 | 31536.6685 | 34457.5065 | 37672.8964 | 41212.267 | 45107.9906 | 49395.6769 | 54114.4969 | 59307.5387 | 65022.1999
| Do nothing cumulative cost (£) |  |  | 8346.1142 | 17247.7691 | 26763.4769 | 36957.5696 | 47900.7816 | 59670.8897 | 72353.4184 | 86042.4143 | 100841.2992 | 116863.8073 | 134235.0175 | 153092.4876 | 173587.5026 | 195886.4481 | 220172.3201 | 246646.3867 | 275530.0156 | 307066.6841 | 341524.1906 | 379197.087 | 420409.354 | 465517.3446 | 514913.0215 | 569027.5183 | 628335.057 | 693357.2569
| Net present value |  |  | 8346.1142 | 8600.6327 | 8883.015 | 9194.4876 | 9536.377 | 9910.1152 | 10317.2453 | 10759.4271 | 11238.4442 | 11756.2105 | 12314.7777 | 12916.3433 | 13563.2587 | 14258.0383 | 15003.3695 | 15802.122 | 16657.3595 | 17572.3509 | 18550.5825 | 19595.7714 | 20711.8794 | 21903.1277 | 23174.013 | 24529.324 | 25974.1597 | 27513.9481
| Baseline cumulative NPV (£) |  |  | 8346.1142 | 16946.747 | 25829.762 | 35024.2496 | 44560.6266 | 54470.7418 | 64787.9871 | 75547.4141 | 86785.8583 | 98542.0688 | 110856.8465 | 123773.1898 | 137336.4484 | 151594.4868 | 166597.8563 | 182399.9783 | 199057.3378 | 216629.6887 | 235180.2712 | 254776.0426 | 275487.922 | 297391.0497 | 320565.0627 | 345094.3867 | 371068.5463 | 398582.4945
PO COOLING ONLY
| Energy CO2e (CO2e/kWh) |  |  | 0.52 | 0.5044 | 0.48927 | 0.47459 | 0.46035 | 0.44654 | 0.43315 | 0.42015 | 0.40755 | 0.39532 | 0.38346 | 0.37196 | 0.3608 | 0.34997 | 0.33947 | 0.32929 | 0.31941 | 0.30983 | 0.30053 | 0.29152 | 0.28277 | 0.27429 | 0.26606 | 0.25808 | 0.25034 | 0.24283
| Energy cost (£/kWh) |  |  | 0.12 | 0.132 | 0.1452 | 0.15972 | 0.17569 | 0.19326 | 0.21259 | 0.23385 | 0.25723 | 0.28295 | 0.31125 | 0.34237 | 0.37661 | 0.41427 | 0.4557 | 0.50127 | 0.5514 | 0.60654 | 0.66719 | 0.73391 | 0.8073 | 0.88803 | 0.97683 | 1.0745 | 1.182 | 1.3002
Embodied energy (kWh)
Recurring embodied energy (kWh)
| Operational energy (kWh) |  |  | #DIV/0! | #DIV/0! | #DIV/0! | #DIV/0! | #DIV/0! | #DIV/0! | #DIV/0! | #DIV/0! | #DIV/0! | #DIV/0! | #DIV/0! | #DIV/0! | #DIV/0! | #DIV/0! | #DIV/0! | #DIV/0! | #DIV/0! | #DIV/0! | #DIV/0! | #DIV/0! | #DIV/0! | #DIV/0! | #DIV/0! | #DIV/0! | #DIV/0! | #DIV/0!
Embodied carbon (kWh)
Recurring embodied carbon (kWh)
| Operational carbon (kgCO2e) |  |  | #DIV/0! | #DIV/0! | #DIV/0! | #DIV/0! | #DIV/0! | #DIV/0! | #DIV/0! | #DIV/0! | #DIV/0! | #DIV/0! | #DIV/0! | #DIV/0! | #DIV/0! | #DIV/0! | #DIV/0! | #DIV/0! | #DIV/0! | #DIV/0! | #DIV/0! | #DIV/0! | #DIV/0! | #DIV/0! | #DIV/0! | #DIV/0! | #DIV/0! | #DIV/0!
Capital cost (£)
Recurring costs (£)
| Energy cost (£) |  |  | #DIV/0! | #DIV/0! | #DIV/0! | #DIV/0! | #DIV/0! | #DIV/0! | #DIV/0! | #DIV/0! | #DIV/0! | #DIV/0! | #DIV/0! | #DIV/0! | #DIV/0! | #DIV/0! | #DIV/0! | #DIV/0! | #DIV/0! | #DIV/0! | #DIV/0! | #DIV/0! | #DIV/0! | #DIV/0! | #DIV/0! | #DIV/0! | #DIV/0! | #DIV/0!
| Carbon cost (£) |  |  | #DIV/0! | #DIV/0! | #DIV/0! | #DIV/0! | #DIV/0! | #DIV/0! | #DIV/0! | #DIV/0! | #DIV/0! | #DIV/0! | #DIV/0! | #DIV/0! | #DIV/0! | #DIV/0! | #DIV/0! | #DIV/0! | #DIV/0! | #DIV/0! | #DIV/0! | #DIV/0! | #DIV/0! | #DIV/0! | #DIV/0! | #DIV/0! | #DIV/0! | #DIV/0!
| Total cost (£) |  |  | #DIV/0! | #DIV/0! | #DIV/0! | #DIV/0! | #DIV/0! | #DIV/0! | #DIV/0! | #DIV/0! | #DIV/0! | #DIV/0! | #DIV/0! | #DIV/0! | #DIV/0! | #DIV/0! | #DIV/0! | #DIV/0! | #DIV/0! | #DIV/0! | #DIV/0! | #DIV/0! | #DIV/0! | #DIV/0! | #DIV/0! | #DIV/0! | #DIV/0! | #DIV/0!
| Do something cumulative cost (£) |  |  | #DIV/0! | #DIV/0! | #DIV/0! | #DIV/0! | #DIV/0! | #DIV/0! | #DIV/0! | #DIV/0! | #DIV/0! | #DIV/0! | #DIV/0! | #DIV/0! | #DIV/0! | #DIV/0! | #DIV/0! | #DIV/0! | #DIV/0! | #DIV/0! | #DIV/0! | #DIV/0! | #DIV/0! | #DIV/0! | #DIV/0! | #DIV/0! | #DIV/0! | #DIV/0!
| Net present value |  |  | #DIV/0! | #DIV/0! | #DIV/0! | #DIV/0! | #DIV/0! | #DIV/0! | #DIV/0! | #DIV/0! | #DIV/0! | #DIV/0! | #DIV/0! | #DIV/0! | #DIV/0! | #DIV/0! | #DIV/0! | #DIV/0! | #DIV/0! | #DIV/0! | #DIV/0! | #DIV/0! | #DIV/0! | #DIV/0! | #DIV/0! | #DIV/0! | #DIV/0! | #DIV/0!
| Planned cumulative NPV (£) |  |  | #DIV/0! | #DIV/0! | #DIV/0! | #DIV/0! | #DIV/0! | #DIV/0! | #DIV/0! | #DIV/0! | #DIV/0! | #DIV/0! | #DIV/0! | #DIV/0! | #DIV/0! | #DIV/0! | #DIV/0! | #DIV/0! | #DIV/0! | #DIV/0! | #DIV/0! | #DIV/0! | #DIV/0! | #DIV/0! | #DIV/0! | #DIV/0! | #DIV/0! | #DIV/0!
SO COOLING ONLY
| Energy CO2e (CO2e/kWh) |  |  | 0.52 | 0.5044 | 0.48927 | 0.47459 | 0.46035 | 0.44654 | 0.43315 | 0.42015 | 0.40755 | 0.39532 | 0.38346 | 0.37196 | 0.3608 | 0.34997 | 0.33947 | 0.32929 | 0.31941 | 0.30983 | 0.30053 | 0.29152 | 0.28277 | 0.27429 | 0.26606 | 0.25808 | 0.25034 | 0.24283
| Energy cost (£/kWh) |  |  | 0.12 | 0.132 | 0.1452 | 0.15972 | 0.17569 | 0.19326 | 0.21259 | 0.23385 | 0.25723 | 0.28295 | 0.31125 | 0.34237 | 0.37661 | 0.41427 | 0.4557 | 0.50127 | 0.5514 | 0.60654 | 0.66719 | 0.73391 | 0.8073 | 0.88803 | 0.97683 | 1.0745 | 1.182 | 1.3002
Embodied energy (kWh)
Recurring embodied energy (kWh)
| Operational energy (kWh) |  |  | #VALUE! | #VALUE! | #VALUE! | #VALUE! | #VALUE! | #VALUE! | #VALUE! | #VALUE! | #VALUE! | #VALUE! | #VALUE! | #VALUE! | #VALUE! | #VALUE! | #VALUE! | #VALUE! | #VALUE! | #VALUE! | #VALUE! | #VALUE! | #VALUE! | #VALUE! | #VALUE! | #VALUE! | #VALUE! | #VALUE!
Embodied carbon (kWh)
Recurring embodied carbon (kWh)
| Operational carbon (kgCO2e) |  |  | #VALUE! | #VALUE! | #VALUE! | #VALUE! | #VALUE! | #VALUE! | #VALUE! | #VALUE! | #VALUE! | #VALUE! | #VALUE! | #VALUE! | #VALUE! | #VALUE! | #VALUE! | #VALUE! | #VALUE! | #VALUE! | #VALUE! | #VALUE! | #VALUE! | #VALUE! | #VALUE! | #VALUE! | #VALUE! | #VALUE!
Capital cost (£)
Recurring costs (£)
| Energy cost (£) |  |  | #VALUE! | #VALUE! | #VALUE! | #VALUE! | #VALUE! | #VALUE! | #VALUE! | #VALUE! | #VALUE! | #VALUE! | #VALUE! | #VALUE! | #VALUE! | #VALUE! | #VALUE! | #VALUE! | #VALUE! | #VALUE! | #VALUE! | #VALUE! | #VALUE! | #VALUE! | #VALUE! | #VALUE! | #VALUE! | #VALUE!
| Carbon cost (£) |  |  | #VALUE! | #VALUE! | #VALUE! | #VALUE! | #VALUE! | #VALUE! | #VALUE! | #VALUE! | #VALUE! | #VALUE! | #VALUE! | #VALUE! | #VALUE! | #VALUE! | #VALUE! | #VALUE! | #VALUE! | #VALUE! | #VALUE! | #VALUE! | #VALUE! | #VALUE! | #VALUE! | #VALUE! | #VALUE! | #VALUE!
| Total cost (£) |  |  | #VALUE! | #VALUE! | #VALUE! | #VALUE! | #VALUE! | #VALUE! | #VALUE! | #VALUE! | #VALUE! | #VALUE! | #VALUE! | #VALUE! | #VALUE! | #VALUE! | #VALUE! | #VALUE! | #VALUE! | #VALUE! | #VALUE! | #VALUE! | #VALUE! | #VALUE! | #VALUE! | #VALUE! | #VALUE! | #VALUE!
| Do something cumulative cost (£) |  |  | #VALUE! | #VALUE! | #VALUE! | #VALUE! | #VALUE! | #VALUE! | #VALUE! | #VALUE! | #VALUE! | #VALUE! | #VALUE! | #VALUE! | #VALUE! | #VALUE! | #VALUE! | #VALUE! | #VALUE! | #VALUE! | #VALUE! | #VALUE! | #VALUE! | #VALUE! | #VALUE! | #VALUE! | #VALUE! | #VALUE!
| Net present value |  |  | #VALUE! | #VALUE! | #VALUE! | #VALUE! | #VALUE! | #VALUE! | #VALUE! | #VALUE! | #VALUE! | #VALUE! | #VALUE! | #VALUE! | #VALUE! | #VALUE! | #VALUE! | #VALUE! | #VALUE! | #VALUE! | #VALUE! | #VALUE! | #VALUE! | #VALUE! | #VALUE! | #VALUE! | #VALUE! | #VALUE!
| Best-case cumulative NPV (£) |  |  | #VALUE! | #VALUE! | #VALUE! | #VALUE! | #VALUE! | #VALUE! | #VALUE! | #VALUE! | #VALUE! | #VALUE! | #VALUE! | #VALUE! | #VALUE! | #VALUE! | #VALUE! | #VALUE! | #VALUE! | #VALUE! | #VALUE! | #VALUE! | #VALUE! | #VALUE! | #VALUE! | #VALUE! | #VALUE! | #VALUE!
CURRENT (DO NOTHING) AUXILLARY
| Energy CO2e (CO2e/kWh) |  |  | 0.52 | 0.5044 | 0.48927 | 0.47459 | 0.46035 | 0.44654 | 0.43315 | 0.42015 | 0.40755 | 0.39532 | 0.38346 | 0.37196 | 0.3608 | 0.34997 | 0.33947 | 0.32929 | 0.31941 | 0.30983 | 0.30053 | 0.29152 | 0.28277 | 0.27429 | 0.26606 | 0.25808 | 0.25034 | 0.24283
| Energy cost (£/kWh) |  |  | 0.12 | 0.132 | 0.1452 | 0.15972 | 0.17569 | 0.19326 | 0.21259 | 0.23385 | 0.25723 | 0.28295 | 0.31125 | 0.34237 | 0.37661 | 0.41427 | 0.4557 | 0.50127 | 0.5514 | 0.60654 | 0.66719 | 0.73391 | 0.8073 | 0.88803 | 0.97683 | 1.0745 | 1.182 | 1.3002
Embodied energy (kWh)
Recurring embodied energy (kWh)
| Operational energy (kWh) |  |  | 0 | 0 | 0 | 0 | 0 | 0 | 0 | 0 | 0 | 0 | 0 | 0 | 0 | 0 | 0 | 0 | 0 | 0 | 0 | 0 | 0 | 0 | 0 | 0 | 0 | 0
Embodied carbon (kWh)
Recurring embodied carbon (kWh)
| Operational carbon (kgCO2e) |  |  | 0 | 0 | 0 | 0 | 0 | 0 | 0 | 0 | 0 | 0 | 0 | 0 | 0 | 0 | 0 | 0 | 0 | 0 | 0 | 0 | 0 | 0 | 0 | 0 | 0 | 0
Capital cost (£)
Recurring costs (£)
| Energy cost (£) |  |  | 0 | 0 | 0 | 0 | 0 | 0 | 0 | 0 | 0 | 0 | 0 | 0 | 0 | 0 | 0 | 0 | 0 | 0 | 0 | 0 | 0 | 0 | 0 | 0 | 0 | 0
| Carbon cost (£) |  |  | 0 | 0 | 0 | 0 | 0 | 0 | 0 | 0 | 0 | 0 | 0 | 0 | 0 | 0 | 0 | 0 | 0 | 0 | 0 | 0 | 0 | 0 | 0 | 0 | 0 | 0
| Total cost (£) |  |  | 0 | 0 | 0 | 0 | 0 | 0 | 0 | 0 | 0 | 0 | 0 | 0 | 0 | 0 | 0 | 0 | 0 | 0 | 0 | 0 | 0 | 0 | 0 | 0 | 0 | 0
| Do nothing cumulative cost (£) |  |  | 0 | 0 | 0 | 0 | 0 | 0 | 0 | 0 | 0 | 0 | 0 | 0 | 0 | 0 | 0 | 0 | 0 | 0 | 0 | 0 | 0 | 0 | 0 | 0 | 0 | 0
| Net present value |  |  | 0 | 0 | 0 | 0 | 0 | 0 | 0 | 0 | 0 | 0 | 0 | 0 | 0 | 0 | 0 | 0 | 0 | 0 | 0 | 0 | 0 | 0 | 0 | 0 | 0 | 0
| Baseline cumulative NPV (£) |  |  | 0 | 0 | 0 | 0 | 0 | 0 | 0 | 0 | 0 | 0 | 0 | 0 | 0 | 0 | 0 | 0 | 0 | 0 | 0 | 0 | 0 | 0 | 0 | 0 | 0 | 0
PO AUXILLARY
| Energy CO2e (CO2e/kWh) |  |  | 0.52 | 0.5044 | 0.48927 | 0.47459 | 0.46035 | 0.44654 | 0.43315 | 0.42015 | 0.40755 | 0.39532 | 0.38346 | 0.37196 | 0.3608 | 0.34997 | 0.33947 | 0.32929 | 0.31941 | 0.30983 | 0.30053 | 0.29152 | 0.28277 | 0.27429 | 0.26606 | 0.25808 | 0.25034 | 0.24283
| Energy cost (£/kWh) |  |  | 0.12 | 0.132 | 0.1452 | 0.15972 | 0.17569 | 0.19326 | 0.21259 | 0.23385 | 0.25723 | 0.28295 | 0.31125 | 0.34237 | 0.37661 | 0.41427 | 0.4557 | 0.50127 | 0.5514 | 0.60654 | 0.66719 | 0.73391 | 0.8073 | 0.88803 | 0.97683 | 1.0745 | 1.182 | 1.3002
Embodied energy (kWh)
Recurring embodied energy (kWh)
| Operational energy (kWh) |  |  | 0 | 0 | 0 | 0 | 0 | 0 | 0 | 0 | 0 | 0 | 0 | 0 | 0 | 0 | 0 | 0 | 0 | 0 | 0 | 0 | 0 | 0 | 0 | 0 | 0 | 0
Embodied carbon (kWh)
Recurring embodied carbon (kWh)
| Operational carbon (kgCO2e) |  |  | 0 | 0 | 0 | 0 | 0 | 0 | 0 | 0 | 0 | 0 | 0 | 0 | 0 | 0 | 0 | 0 | 0 | 0 | 0 | 0 | 0 | 0 | 0 | 0 | 0 | 0
Capital cost (£)
Recurring costs (£)
| Energy cost (£) |  |  | 0 | 0 | 0 | 0 | 0 | 0 | 0 | 0 | 0 | 0 | 0 | 0 | 0 | 0 | 0 | 0 | 0 | 0 | 0 | 0 | 0 | 0 | 0 | 0 | 0 | 0
| Carbon cost (£) |  |  | 0 | 0 | 0 | 0 | 0 | 0 | 0 | 0 | 0 | 0 | 0 | 0 | 0 | 0 | 0 | 0 | 0 | 0 | 0 | 0 | 0 | 0 | 0 | 0 | 0 | 0
| Total cost (£) |  |  | 0 | 0 | 0 | 0 | 0 | 0 | 0 | 0 | 0 | 0 | 0 | 0 | 0 | 0 | 0 | 0 | 0 | 0 | 0 | 0 | 0 | 0 | 0 | 0 | 0 | 0
| Do something cumulative cost (£) |  |  | 0 | 0 | 0 | 0 | 0 | 0 | 0 | 0 | 0 | 0 | 0 | 0 | 0 | 0 | 0 | 0 | 0 | 0 | 0 | 0 | 0 | 0 | 0 | 0 | 0 | 0
| Net present value |  |  | 0 | 0 | 0 | 0 | 0 | 0 | 0 | 0 | 0 | 0 | 0 | 0 | 0 | 0 | 0 | 0 | 0 | 0 | 0 | 0 | 0 | 0 | 0 | 0 | 0 | 0
| Planned cumulative NPV (£) |  |  | 0 | 0 | 0 | 0 | 0 | 0 | 0 | 0 | 0 | 0 | 0 | 0 | 0 | 0 | 0 | 0 | 0 | 0 | 0 | 0 | 0 | 0 | 0 | 0 | 0 | 0
SO AUXILLARY
| Energy CO2e (CO2e/kWh) |  |  | 0.52 | 0.5044 | 0.48927 | 0.47459 | 0.46035 | 0.44654 | 0.43315 | 0.42015 | 0.40755 | 0.39532 | 0.38346 | 0.37196 | 0.3608 | 0.34997 | 0.33947 | 0.32929 | 0.31941 | 0.30983 | 0.30053 | 0.29152 | 0.28277 | 0.27429 | 0.26606 | 0.25808 | 0.25034 | 0.24283
| Energy cost (£/kWh) |  |  | 0.12 | 0.132 | 0.1452 | 0.15972 | 0.17569 | 0.19326 | 0.21259 | 0.23385 | 0.25723 | 0.28295 | 0.31125 | 0.34237 | 0.37661 | 0.41427 | 0.4557 | 0.50127 | 0.5514 | 0.60654 | 0.66719 | 0.73391 | 0.8073 | 0.88803 | 0.97683 | 1.0745 | 1.182 | 1.3002
Embodied energy (kWh)
Recurring embodied energy (kWh)
| Operational energy (kWh) |  |  | 0 | 0 | 0 | 0 | 0 | 0 | 0 | 0 | 0 | 0 | 0 | 0 | 0 | 0 | 0 | 0 | 0 | 0 | 0 | 0 | 0 | 0 | 0 | 0 | 0 | 0
Embodied carbon (kWh)
Recurring embodied carbon (kWh)
| Operational carbon (kgCO2e) |  |  | 0 | 0 | 0 | 0 | 0 | 0 | 0 | 0 | 0 | 0 | 0 | 0 | 0 | 0 | 0 | 0 | 0 | 0 | 0 | 0 | 0 | 0 | 0 | 0 | 0 | 0
Capital cost (£)
Recurring costs (£)
| Energy cost (£) |  |  | 0 | 0 | 0 | 0 | 0 | 0 | 0 | 0 | 0 | 0 | 0 | 0 | 0 | 0 | 0 | 0 | 0 | 0 | 0 | 0 | 0 | 0 | 0 | 0 | 0 | 0
| Carbon cost (£) |  |  | 0 | 0 | 0 | 0 | 0 | 0 | 0 | 0 | 0 | 0 | 0 | 0 | 0 | 0 | 0 | 0 | 0 | 0 | 0 | 0 | 0 | 0 | 0 | 0 | 0 | 0
| Total cost (£) |  |  | 0 | 0 | 0 | 0 | 0 | 0 | 0 | 0 | 0 | 0 | 0 | 0 | 0 | 0 | 0 | 0 | 0 | 0 | 0 | 0 | 0 | 0 | 0 | 0 | 0 | 0
| Do something cumulative cost (£) |  |  | 0 | 0 | 0 | 0 | 0 | 0 | 0 | 0 | 0 | 0 | 0 | 0 | 0 | 0 | 0 | 0 | 0 | 0 | 0 | 0 | 0 | 0 | 0 | 0 | 0 | 0
| Net present value |  |  | 0 | 0 | 0 | 0 | 0 | 0 | 0 | 0 | 0 | 0 | 0 | 0 | 0 | 0 | 0 | 0 | 0 | 0 | 0 | 0 | 0 | 0 | 0 | 0 | 0 | 0
| Best-case cumulative NPV (£) |  |  | 0 | 0 | 0 | 0 | 0 | 0 | 0 | 0 | 0 | 0 | 0 | 0 | 0 | 0 | 0 | 0 | 0 | 0 | 0 | 0 | 0 | 0 | 0 | 0 | 0 | 0
VRF/chiller tool
2.3:
Use this tool when replacing or upgrading cooling systems. You can make a change to all or part of your cooling system by approximating the proportion of coolth supplied by the VRF/chiller. Enter the Coefficient of Performance (COP) for your system or select a system from the handy drop menu to populate this for you. Based on your selection, fan or pump energy will be calculated. Please note pump selection won’t effect cooling consumption. Finally, enter costs for the total works.
BETA
© 2016 Expedition Engineering Ltd.
Note on S10: Net Present Value (NPV) is the difference between the present value of cash inflows and the present value of cash outflows. It takes into account capital costs, operational costs/revenues and also introduces the "time value of money", with the discounting of future net cash flows. Refer to the NPV in capital budgeting to analyse the profitability of a projected investment or project. Use the calculation to support the financial decision making, for example, when to replace an existing asset. Note: The graph plots NPV year after year, providing a better understanding of these cash flows.
Note on J11: Whole building cooling consumption as defined from the energy split of metered data in Step 1.
Note on J18: If multiple cooling systems exist estimate the proportion of electricity use associated with the system being changed. Note: If there are systems both providing the same amount of 'coolth' and you are only planning on replacing one enter 50% here.
Note on J19: This is the area served by the cooling system being changed as a proportion of total building area. Note: If you are upgrading the total cooling system enter 100% here.
Note on P19: Use this input to represent any previously uncooled spaces that will now be cooled.
Note on AB19: Use this input to represent any previously uncooled spaces that will now be cooled.
Note on G22: Coefficient of performance (COP)
Note on I22: Select 'user defined' and enter the COP of your cooling system or select a predefined system. Note: If 'user defined' is selected you will have the ability the define pump and fan power (under auxiliary energy) depending on your system. If 'VRF' is selected you will prompted to enter the fan power associated with your system. If any of the 'chiller' are selected you will prompted to enter the pump power associated with your system.
Note on M22: Coefficient of performance (COP)
Note on O22: Select 'user defined' and enter the COP of your cooling system or select a predefined system. Note: If 'user defined' is selected you will have the ability the define pump and fan power (under auxiliary energy) depending on your system. If 'VRF' is selected you will prompted to enter the fan power associated with your system. If any of the 'chiller' are selected you will prompted to enter the pump power associated with your system.
Note on Y22: Coefficient of performance (COP)
Note on AA22: Select 'user defined' and enter the COP of your cooling system or select a predefined system. Note: If 'user defined' is selected you will have the ability the define pump and fan power (under auxiliary energy) depending on your system. If 'VRF' is selected you will prompted to enter the fan power associated with your system. If any of the 'chiller' are selected you will prompted to enter the pump power associated with your system.
Note on J25: Estimate hours of cooling system operation. Note: This is only used to calculate auxiliary energy associated with the cooling system.
Note on P25: Estimate hours of cooling system operation. Note: This is only used to calculate auxiliary energy associated with the cooling system.
Note on AB25: Estimate hours of cooling system operation. Note: This is only used to calculate auxiliary energy associated with the cooling system.
Note on K29: Note: Warning indicates calculated auxiliary energy is greater then metred data from Step 1.
Note on Q29: Note: Warning indicates calculated auxiliary energy is greater then metred data from Step 1.
Note on AC29: Note: Warning indicates calculated auxiliary energy is greater then metred data from Step 1.
Note on I31: Select 'user defined' and enter pump power as Watt per m2 or select a predefined pump type.
Note on O31: Select 'user defined' and enter pump power as Watt per m2 or select a predefined pump type.
Note on AA31: Select 'user defined' and enter pump power as Watt per m2 or select a predefined pump type.
Note on K33: Note: Warning indicates calculated auxiliary energy is greater then metred data from Step 1.
Note on Q33: Note: Warning indicates calculated auxiliary energy is greater then metred data from Step 1.
Note on AC33: Note: Warning indicates calculated auxiliary energy is greater then metred data from Step 1.
Note on J40: One off capital cost to occur at the time specified below. Note: For the 'Current' scenario, in most cases, this is likely to be left blank.
Note on P40: One off capital cost to occur at the time specified below. Note: For the 'Current' scenario, in most cases, this is likely to be left blank.
Note on AB40: One off capital cost to occur at the time specified below. Note: For the 'Current' scenario, in most cases, this is likely to be left blank.
Note on J41: Capital cost to occur at this time. Note: The capital cost entered will be adjusted for inflation to reflect the year it occurs.
Note on P41: Capital cost to occur at this time. Note: The capital cost entered will be adjusted for inflation to reflect the year it occurs.
Note on AB41: Capital cost to occur at this time. Note: The capital cost entered will be adjusted for inflation to reflect the year it occurs.
Note on J43: Operational costs (excluding energy costs) associated with the option. For example parts and labour for maintenance. Note: This cost will occur annually and is adjusted for inflation.
Note on P43: Operational costs (excluding energy costs) associated with the option. For example parts and labour for maintenance. Note: This cost will occur annually and is adjusted for inflation.
Note on AB43: Operational costs (excluding energy costs) associated with the option. For example parts and labour for maintenance. Note: This cost will occur annually and is adjusted for inflation.
Note on J45: Periodic costs that occur at the replacement period defined below. For example, replacing a piece of fabric at its end of life. Note: A 'Replacement period' must be defined below for the replacement cost to occur.
Note on P45: Periodic costs that occur at the replacement period defined below. For example, replacing a piece of fabric at its end of life. Note: A 'Replacement period' must be defined below for the replacement cost to occur.
Note on AB45: Periodic costs that occur at the replacement period defined below. For example, replacing a piece of fabric at its end of life. Note: A 'Replacement period' must be defined below for the replacement cost to occur.
Note on J46: Replacement cost to occur at this frequency and from the time of change as defined above. Note: If 'Time until change' is left blank the replacement period will begin from year 0.
Note on P46: Replacement cost to occur at this frequency and from the time of change as defined above. Note: If 'Time until change' is left blank the replacement period will begin from year 0.
Note on AB46: Replacement cost to occur at this frequency and from the time of change as defined above. Note: If 'Time until change' is left blank the replacement period will begin from year 0.

## SimpleL
Building: | Done
1-19 Torrington Place
| CURRENT (DO THE MINIMUM) |  |  |  |  | PREFERRED OPTION | [5 empty] | GRAPH OF CUMULATIVE NPV | [5 empty] | SECOND OPTION
| Est. lighting energy (kWh) |  | 0 |  |  | Est. lighting energy use (kWh) |  |  | 0 | [8 empty] | Est. lighting energy use (kWh) |  |  | 0
[6 empty] | Est. percentage saving |  |  | #DIV/0! | [8 empty] | Est. percentage saving |  |  | #DIV/0!
| Watt per fitting |  |  |  |  | Watt per fitting | [11 empty] | Watt per fitting
| Type 1 | User defined 1 |  | 0 |  | Type 1 |  | User defined 1 |  | 0 | [7 empty] | Type 1 |  | User defined 1 |  | 0
| Type 2 | User defined 2 |  | 0 |  | Type 2 |  | User defined 2 |  | 0 | [7 empty] | Type 2 |  | User defined 2 |  | 0
| Type 3 | User defined 3 |  | 0 |  | Type 3 |  | User defined 3 |  | 0 | [7 empty] | Type 3 |  | User defined 3 |  | 0
| Quantity of type 1 fitting |  | 0 | 0 |  | Quantity of type 1 fitting |  |  | 0 | 0 | [7 empty] | Quantity of type 1 fitting |  |  | 100 | 0
| Quantity of type 2 fitting |  | 0 | 0 |  | Quantity of type 2 fitting |  |  | 0 | 0 | [7 empty] | Quantity of type 2 fitting |  |  | 0 | 0
| Quantity of type 3 fitting |  | 0 | 0 |  | Quantity of type 3 fitting |  |  | 0 | 0 | [7 empty] | Quantity of type 3 fitting |  |  | 0 | 0
| Daylight and non-daylight time usage |  |  |  |  | Daylight and non-daylight time usage | [11 empty] | Daylight and non-daylight time usage
| Daylight use (hrs/day) |  | 8 | 8 |  | Daylight use (hrs/day) |  |  | 8 | 8 | [7 empty] | Daylight use (hrs/day) |  |  | 8 | 8
| Daylight use (days/week) |  | 5 | 5 |  | Daylight use (days/week) |  |  | 5 | 5 | [7 empty] | Daylight use (days/week) |  |  | 5 | 5
| Daylight use (wks/year) |  | 40 | 40 |  | Daylight use (wks/year) |  |  | 40 | 40 | [7 empty] | Daylight use (wks/year) |  |  | 40 | 40
| Non-daylight use (hrs/day) |  | 2 | 2 |  | Non-daylight use (hrs/day) |  |  | 2 | 2 | [7 empty] | Non-daylight use (hrs/day) |  |  | 2 | 2
| Non-daylight use (days/week) |  | 5 | 5 |  | Non-daylight use (days/week) |  |  | 5 | 5 | [7 empty] | Non-daylight use (days/week) |  |  | 5 | 5
| Non-daylight use (wks/year) |  | 40 | 40 |  | Non-daylight use (wks/year) |  |  | 40 | 40 | [7 empty] | Non-daylight use (wks/year) |  |  | 40 | 40
| Define type of control |  |  |  |  | Define type of control | [11 empty] | Define type of control
| Constant illuminance control: |  | No | 1 |  | Constant illuminance control: |  |  | No | 1 | [7 empty] | Constant illuminance factor |  |  | No | 1
| Daylight sensing: | None |  | 1 |  | Daylight sensing: |  | None |  | 1 | [7 empty] | Daylight sensing: |  | None |  | 1
| Occupant sensing: | None |  | 1 |  | Occupant sensing: |  | None |  | 1 | [7 empty] | Occupant sensing: |  | None |  | 1
| Sensor time-switch: | No |  | 0 |  | Sensor time-switch: |  | No |  | 0 | [7 empty] | Sensor time-switch: |  | No |  | 0
| Floor area served by lights changed (%) |  | 0 | 0 |  | Floor area served by lights changed (%) |  |  |  | 0 | [7 empty] | Floor area served by lights changed (%) |  |  |  | 0
| Financial considerations |  |  |  |  | Financial considerations | [5 empty] | PAYBACK | [5 empty] | Financial considerations
| Capital cost of change (£) |  | 0 | 0 |  | Capital cost of change (£) |  |  | 0 | 0 |  | PREFFERED OPTION |  |  | #N/A | YEARS |  | Capital cost of change (£) |  |  | 0 | 0
| Time until change (yrs) |  | 0 | 0 |  | Time until change (yrs) |  |  | 0 | 0 |  | SECOND OPTION |  |  | #N/A | YEARS |  | Time until change (yrs) |  |  | 0 | 0
| Maintenance cost (£/year) |  | 0 | 0 |  | Maintenance cost (£/year) |  |  | 0 | 0 | [7 empty] | Maintenance cost (£/year) |  |  | 0 | 0
| Replacement cost (£) |  | 0 | 0 |  | Replacement cost (£) |  |  | 0 | 0 | [7 empty] | Replacement cost (£) |  |  | 0 | 0
| Replacement period (yrs) |  | 0 | 0 |  | Replacement period (yrs) |  |  | 0 | 0 | [7 empty] | Replacement period (yrs) |  |  | 0 | 0
| Total benchmark lighting energy (kWh) |  | 404366
| Est. lighting energy use (kWh) |  | 0 |  |  | Est. lighting energy use (kWh) |  |  | 0 | [8 empty] | Est. lighting energy use (kWh) |  |  | 0
| Parasitic energy demand (kWh) |  | 0 |  |  | Parasitic energy demand (kWh) |  |  | 0 | [8 empty] | Parasitic energy demand (kWh) |  |  | 0
| Parasitic power - daylight (W) |  |  | 0 |  | Parasitic power - daylight (W) |  |  |  | 0 | [7 empty] | Parasitic power - daylight (W) |  |  |  | 0
| Parasitic power - occupancy (W) |  |  | 0 |  | Parasitic power - occupancy (W) |  |  |  | 0 | [7 empty] | Parasitic power - occupancy (W) |  |  |  | 0
| t |  |  | 0 | 1 | 2 | 3 | 4 | 5 | 6 | 7 | 8 | 9 | 10 | 11 | 12 | 13 | 14 | 15 | 16 | 17 | 18 | 19 | 20 | 21 | 22 | 23 | 24 | 25
| Year |  |  | 1 | 2 | 3 | 4 | 5 | 6 | 7 | 8 | 9 | 10 | 11 | 12 | 13 | 14 | 15 | 16 | 17 | 18 | 19 | 20 | 21 | 22 | 23 | 24 | 25 | 26
| Payback (Preferred Option) |  | #N/A | 0 | 0 | 0 | 0 | 0 | 0 | 0 | 0 | 0 | 0 | 0 | 0 | 0 | 0 | 0 | 0 | 0 | 0 | 0 | 0 | 0 | 0 | 0 | 0 | 0 | 0
| Payback (Second Option) |  | #N/A | 0 | 0 | 0 | 0 | 0 | 0 | 0 | 0 | 0 | 0 | 0 | 0 | 0 | 0 | 0 | 0 | 0 | 0 | 0 | 0 | 0 | 0 | 0 | 0 | 0 | 0
| User defined |  |  | 0 | 0 | 0 | 0 | 0 | 0 | 0 | 0 | 0 | 0 | 0 | 0 | 0 | 0 | 0 | 0 | 0 | 0 | 0 | 0 | 0 | 0 | 0 | 0 | 0 | 0
| Natural gas |  |  | 0.21 | 0.21 | 0.21 | 0.21 | 0.21 | 0.21 | 0.21 | 0.21 | 0.21 | 0.21 | 0.21 | 0.21 | 0.21 | 0.21 | 0.21 | 0.21 | 0.21 | 0.21 | 0.21 | 0.21 | 0.21 | 0.21 | 0.21 | 0.21 | 0.21 | 0.21
| District heating |  |  | 0.14 | 0.14 | 0.14 | 0.14 | 0.14 | 0.14 | 0.14 | 0.14 | 0.14 | 0.14 | 0.14 | 0.14 | 0.14 | 0.14 | 0.14 | 0.14 | 0.14 | 0.14 | 0.14 | 0.14 | 0.14 | 0.14 | 0.14 | 0.14 | 0.14 | 0.14
| Gas/DH mix |  |  | 0.14 | 0.14 | 0.14 | 0.14 | 0.14 | 0.14 | 0.14 | 0.14 | 0.14 | 0.14 | 0.14 | 0.14 | 0.14 | 0.14 | 0.14 | 0.14 | 0.14 | 0.14 | 0.14 | 0.14 | 0.14 | 0.14 | 0.14 | 0.14 | 0.14 | 0.14
| Grid electricity |  |  | 0.52 | 0.5044 | 0.48927 | 0.47459 | 0.46035 | 0.44654 | 0.43315 | 0.42015 | 0.40755 | 0.39532 | 0.38346 | 0.37196 | 0.3608 | 0.34997 | 0.33947 | 0.32929 | 0.31941 | 0.30983 | 0.30053 | 0.29152 | 0.28277 | 0.27429 | 0.26606 | 0.25808 | 0.25034 | 0.24283
| User defined |  |  | 0 | 0 | 0 | 0 | 0 | 0 | 0 | 0 | 0 | 0 | 0 | 0 | 0 | 0 | 0 | 0 | 0 | 0 | 0 | 0 | 0 | 0 | 0 | 0 | 0 | 0
| Natural gas |  |  | 0.04 | 0.0424 | 0.044944 | 0.047641 | 0.050499 | 0.053529 | 0.056741 | 0.060145 | 0.063754 | 0.067579 | 0.071634 | 0.075932 | 0.080488 | 0.085317 | 0.090436 | 0.095862 | 0.10161 | 0.10771 | 0.11417 | 0.12102 | 0.12829 | 0.13598 | 0.14414 | 0.15279 | 0.16196 | 0.17167
| District heating |  |  | 0.02 | 0.0212 | 0.022472 | 0.02382 | 0.02525 | 0.026765 | 0.02837 | 0.030073 | 0.031877 | 0.03379 | 0.035817 | 0.037966 | 0.040244 | 0.042659 | 0.045218 | 0.047931 | 0.050807 | 0.053855 | 0.057087 | 0.060512 | 0.064143 | 0.067991 | 0.072071 | 0.076395 | 0.080979 | 0.085837
| Gas/DH mix |  |  | 0.0544 | 0.057664 | 0.061124 | 0.064791 | 0.068679 | 0.072799 | 0.077167 | 0.081797 | 0.086705 | 0.091908 | 0.097422 | 0.10327 | 0.10946 | 0.11603 | 0.12299 | 0.13037 | 0.1382 | 0.14649 | 0.15528 | 0.16459 | 0.17447 | 0.18494 | 0.19603 | 0.20779 | 0.22026 | 0.23348
| Grid electricity |  |  | 0.12 | 0.132 | 0.1452 | 0.15972 | 0.17569 | 0.19326 | 0.21259 | 0.23385 | 0.25723 | 0.28295 | 0.31125 | 0.34237 | 0.37661 | 0.41427 | 0.4557 | 0.50127 | 0.5514 | 0.60654 | 0.66719 | 0.73391 | 0.8073 | 0.88803 | 0.97683 | 1.0745 | 1.182 | 1.3002
| Inflation (%) |  |  | 1 | 1.02 | 1.0404 | 1.0612 | 1.0824 | 1.1041 | 1.1262 | 1.1487 | 1.1717 | 1.1951 | 1.219 | 1.2434 | 1.2682 | 1.2936 | 1.3195 | 1.3459 | 1.3728 | 1.4002 | 1.4282 | 1.4568 | 1.4859 | 1.5157 | 1.546 | 1.5769 | 1.6084 | 1.6406
| CO2e cost (£/kgCO2e) |  |  | 0.1 | 0.102 | 0.10404 | 0.10612 | 0.10824 | 0.11041 | 0.11262 | 0.11487 | 0.11717 | 0.11951 | 0.1219 | 0.12434 | 0.12682 | 0.12936 | 0.13195 | 0.13459 | 0.13728 | 0.14002 | 0.14282 | 0.14568 | 0.14859 | 0.15157 | 0.1546 | 0.15769 | 0.16084 | 0.16406
CURRENT (DO NOTHING)
| Energy CO2e (CO2e/kWh) |  |  | 0.52 | 0.5044 | 0.48927 | 0.47459 | 0.46035 | 0.44654 | 0.43315 | 0.42015 | 0.40755 | 0.39532 | 0.38346 | 0.37196 | 0.3608 | 0.34997 | 0.33947 | 0.32929 | 0.31941 | 0.30983 | 0.30053 | 0.29152 | 0.28277 | 0.27429 | 0.26606 | 0.25808 | 0.25034 | 0.24283
| Energy cost (£/kWh) |  |  | 0.12 | 0.132 | 0.1452 | 0.15972 | 0.17569 | 0.19326 | 0.21259 | 0.23385 | 0.25723 | 0.28295 | 0.31125 | 0.34237 | 0.37661 | 0.41427 | 0.4557 | 0.50127 | 0.5514 | 0.60654 | 0.66719 | 0.73391 | 0.8073 | 0.88803 | 0.97683 | 1.0745 | 1.182 | 1.3002
Embodied energy (kWh)
Recurring embodied energy (kWh)
| Operational energy (kWh) |  |  | 0 | 0 | 0 | 0 | 0 | 0 | 0 | 0 | 0 | 0 | 0 | 0 | 0 | 0 | 0 | 0 | 0 | 0 | 0 | 0 | 0 | 0 | 0 | 0 | 0 | 0
Embodied carbon (kWh)
Recurring embodied carbon (kWh)
| Operational carbon (kgCO2e) |  |  | 0 | 0 | 0 | 0 | 0 | 0 | 0 | 0 | 0 | 0 | 0 | 0 | 0 | 0 | 0 | 0 | 0 | 0 | 0 | 0 | 0 | 0 | 0 | 0 | 0 | 0
| Capital cost (£) |  |  | 0 | 0 | 0 | 0 | 0 | 0 | 0 | 0 | 0 | 0 | 0 | 0 | 0 | 0 | 0 | 0 | 0 | 0 | 0 | 0 | 0 | 0 | 0 | 0 | 0 | 0
| Recurring costs (£) |  |  | 0 | 0 | 0 | 0 | 0 | 0 | 0 | 0 | 0 | 0 | 0 | 0 | 0 | 0 | 0 | 0 | 0 | 0 | 0 | 0 | 0 | 0 | 0 | 0 | 0 | 0
| Energy cost (£) |  |  | 0 | 0 | 0 | 0 | 0 | 0 | 0 | 0 | 0 | 0 | 0 | 0 | 0 | 0 | 0 | 0 | 0 | 0 | 0 | 0 | 0 | 0 | 0 | 0 | 0 | 0
| Carbon cost (£) |  |  | 0 | 0 | 0 | 0 | 0 | 0 | 0 | 0 | 0 | 0 | 0 | 0 | 0 | 0 | 0 | 0 | 0 | 0 | 0 | 0 | 0 | 0 | 0 | 0 | 0 | 0
| Total cost (£) |  |  | 0 | 0 | 0 | 0 | 0 | 0 | 0 | 0 | 0 | 0 | 0 | 0 | 0 | 0 | 0 | 0 | 0 | 0 | 0 | 0 | 0 | 0 | 0 | 0 | 0 | 0
| Do nothing cumulative cost (£) |  |  | 0 | 0 | 0 | 0 | 0 | 0 | 0 | 0 | 0 | 0 | 0 | 0 | 0 | 0 | 0 | 0 | 0 | 0 | 0 | 0 | 0 | 0 | 0 | 0 | 0 | 0
| Net present value |  |  | 0 | 0 | 0 | 0 | 0 | 0 | 0 | 0 | 0 | 0 | 0 | 0 | 0 | 0 | 0 | 0 | 0 | 0 | 0 | 0 | 0 | 0 | 0 | 0 | 0 | 0
| Baseline cumulative NPV (£) |  |  | 0 | 0 | 0 | 0 | 0 | 0 | 0 | 0 | 0 | 0 | 0 | 0 | 0 | 0 | 0 | 0 | 0 | 0 | 0 | 0 | 0 | 0 | 0 | 0 | 0 | 0
PREFERRED OPTION
| Energy CO2e (CO2e/kWh) |  |  | 0.52 | 0.5044 | 0.48927 | 0.47459 | 0.46035 | 0.44654 | 0.43315 | 0.42015 | 0.40755 | 0.39532 | 0.38346 | 0.37196 | 0.3608 | 0.34997 | 0.33947 | 0.32929 | 0.31941 | 0.30983 | 0.30053 | 0.29152 | 0.28277 | 0.27429 | 0.26606 | 0.25808 | 0.25034 | 0.24283
| Energy cost (£/kWh) |  |  | 0.12 | 0.132 | 0.1452 | 0.15972 | 0.17569 | 0.19326 | 0.21259 | 0.23385 | 0.25723 | 0.28295 | 0.31125 | 0.34237 | 0.37661 | 0.41427 | 0.4557 | 0.50127 | 0.5514 | 0.60654 | 0.66719 | 0.73391 | 0.8073 | 0.88803 | 0.97683 | 1.0745 | 1.182 | 1.3002
Embodied energy (kWh)
Recurring embodied energy (kWh)
| Operational energy (kWh) |  |  | 0 | 0 | 0 | 0 | 0 | 0 | 0 | 0 | 0 | 0 | 0 | 0 | 0 | 0 | 0 | 0 | 0 | 0 | 0 | 0 | 0 | 0 | 0 | 0 | 0 | 0
Embodied carbon (kWh)
Recurring embodied carbon (kWh)
| Operational carbon (kgCO2e) |  |  | 0 | 0 | 0 | 0 | 0 | 0 | 0 | 0 | 0 | 0 | 0 | 0 | 0 | 0 | 0 | 0 | 0 | 0 | 0 | 0 | 0 | 0 | 0 | 0 | 0 | 0
| Capital cost (£) |  |  | 0 | 0 | 0 | 0 | 0 | 0 | 0 | 0 | 0 | 0 | 0 | 0 | 0 | 0 | 0 | 0 | 0 | 0 | 0 | 0 | 0 | 0 | 0 | 0 | 0 | 0
| Recurring costs (£) |  |  | 0 | 0 | 0 | 0 | 0 | 0 | 0 | 0 | 0 | 0 | 0 | 0 | 0 | 0 | 0 | 0 | 0 | 0 | 0 | 0 | 0 | 0 | 0 | 0 | 0 | 0
| Energy cost (£) |  |  | 0 | 0 | 0 | 0 | 0 | 0 | 0 | 0 | 0 | 0 | 0 | 0 | 0 | 0 | 0 | 0 | 0 | 0 | 0 | 0 | 0 | 0 | 0 | 0 | 0 | 0
| Carbon cost (£) |  |  | 0 | 0 | 0 | 0 | 0 | 0 | 0 | 0 | 0 | 0 | 0 | 0 | 0 | 0 | 0 | 0 | 0 | 0 | 0 | 0 | 0 | 0 | 0 | 0 | 0 | 0
| Total cost (£) |  |  | 0 | 0 | 0 | 0 | 0 | 0 | 0 | 0 | 0 | 0 | 0 | 0 | 0 | 0 | 0 | 0 | 0 | 0 | 0 | 0 | 0 | 0 | 0 | 0 | 0 | 0
| Do something cumulative cost (£) |  |  | 0 | 0 | 0 | 0 | 0 | 0 | 0 | 0 | 0 | 0 | 0 | 0 | 0 | 0 | 0 | 0 | 0 | 0 | 0 | 0 | 0 | 0 | 0 | 0 | 0 | 0
| Net present value |  |  | 0 | 0 | 0 | 0 | 0 | 0 | 0 | 0 | 0 | 0 | 0 | 0 | 0 | 0 | 0 | 0 | 0 | 0 | 0 | 0 | 0 | 0 | 0 | 0 | 0 | 0
| Planned cumulative NPV (£) |  |  | 0 | 0 | 0 | 0 | 0 | 0 | 0 | 0 | 0 | 0 | 0 | 0 | 0 | 0 | 0 | 0 | 0 | 0 | 0 | 0 | 0 | 0 | 0 | 0 | 0 | 0
SECOND OPTION
| Energy CO2e (CO2e/kWh) |  |  | 0.52 | 0.5044 | 0.48927 | 0.47459 | 0.46035 | 0.44654 | 0.43315 | 0.42015 | 0.40755 | 0.39532 | 0.38346 | 0.37196 | 0.3608 | 0.34997 | 0.33947 | 0.32929 | 0.31941 | 0.30983 | 0.30053 | 0.29152 | 0.28277 | 0.27429 | 0.26606 | 0.25808 | 0.25034 | 0.24283
| Energy cost (£/kWh) |  |  | 0.12 | 0.132 | 0.1452 | 0.15972 | 0.17569 | 0.19326 | 0.21259 | 0.23385 | 0.25723 | 0.28295 | 0.31125 | 0.34237 | 0.37661 | 0.41427 | 0.4557 | 0.50127 | 0.5514 | 0.60654 | 0.66719 | 0.73391 | 0.8073 | 0.88803 | 0.97683 | 1.0745 | 1.182 | 1.3002
Embodied energy (kWh)
Recurring embodied energy (kWh)
| Operational energy (kWh) |  |  | 0 | 0 | 0 | 0 | 0 | 0 | 0 | 0 | 0 | 0 | 0 | 0 | 0 | 0 | 0 | 0 | 0 | 0 | 0 | 0 | 0 | 0 | 0 | 0 | 0 | 0
Embodied carbon (kWh)
Recurring embodied carbon (kWh)
| Operational carbon (kgCO2e) |  |  | 0 | 0 | 0 | 0 | 0 | 0 | 0 | 0 | 0 | 0 | 0 | 0 | 0 | 0 | 0 | 0 | 0 | 0 | 0 | 0 | 0 | 0 | 0 | 0 | 0 | 0
| Capital cost (£) |  |  | 0 | 0 | 0 | 0 | 0 | 0 | 0 | 0 | 0 | 0 | 0 | 0 | 0 | 0 | 0 | 0 | 0 | 0 | 0 | 0 | 0 | 0 | 0 | 0 | 0 | 0
| Recurring costs (£) |  |  | 0 | 0 | 0 | 0 | 0 | 0 | 0 | 0 | 0 | 0 | 0 | 0 | 0 | 0 | 0 | 0 | 0 | 0 | 0 | 0 | 0 | 0 | 0 | 0 | 0 | 0
| Energy cost (£) |  |  | 0 | 0 | 0 | 0 | 0 | 0 | 0 | 0 | 0 | 0 | 0 | 0 | 0 | 0 | 0 | 0 | 0 | 0 | 0 | 0 | 0 | 0 | 0 | 0 | 0 | 0
| Carbon cost (£) |  |  | 0 | 0 | 0 | 0 | 0 | 0 | 0 | 0 | 0 | 0 | 0 | 0 | 0 | 0 | 0 | 0 | 0 | 0 | 0 | 0 | 0 | 0 | 0 | 0 | 0 | 0
| Total cost (£) |  |  | 0 | 0 | 0 | 0 | 0 | 0 | 0 | 0 | 0 | 0 | 0 | 0 | 0 | 0 | 0 | 0 | 0 | 0 | 0 | 0 | 0 | 0 | 0 | 0 | 0 | 0
| Do something cumulative cost (£) |  |  | 0 | 0 | 0 | 0 | 0 | 0 | 0 | 0 | 0 | 0 | 0 | 0 | 0 | 0 | 0 | 0 | 0 | 0 | 0 | 0 | 0 | 0 | 0 | 0 | 0 | 0
| Net present value |  |  | 0 | 0 | 0 | 0 | 0 | 0 | 0 | 0 | 0 | 0 | 0 | 0 | 0 | 0 | 0 | 0 | 0 | 0 | 0 | 0 | 0 | 0 | 0 | 0 | 0 | 0
| Best-case cumulative NPV (£) |  |  | 0 | 0 | 0 | 0 | 0 | 0 | 0 | 0 | 0 | 0 | 0 | 0 | 0 | 0 | 0 | 0 | 0 | 0 | 0 | 0 | 0 | 0 | 0 | 0 | 0 | 0
lighting tool
2.4:
Use this tool when replacing or upgrading lighting systems. Define total installed power by entering watts per fitting (existing and proposed) or use the handy drop down menu to select the type of light fittings. Estimate hours of use. This can be split between day and night time usage. Select if daylight or occupant control are present and finally enter costs for total works. Don’t forget to reduce the frequency of replacement costs for newer more efficient light fittings, like LEDs.
BETA
© 2016 Expedition Engineering Ltd.
Note on S10: Net Present Value (NPV) is the difference between the present value of cash inflows and the present value of cash outflows. It takes into account capital costs, operational costs/revenues and also introduces the "time value of money", with the discounting of future net cash flows. Refer to the NPV in capital budgeting to analyse the profitability of a projected investment or project. Use the calculation to support the financial decision making, for example, when to replace an existing asset. Note: The graph plots NPV year after year, providing a better understanding of these cash flows.
Note on J11: Theoretically calculated using typical methodologies. Note: Will highlight red if calculated lighting energy is greater then metred data from Step 1.
Note on K11: Note: Warning indicates calculated lighting energy is greater then metred data from Step 1.
Note on P11: If change included in final selection on 'Step 2' home page; estimated electricity saving to be applied to whole building electricity consumption.
Note on Q11: Note: Warning indicates calculated lighting energy is greater then metred data from Step 1.
Note on AC11: Note: Warning indicates calculated lighting energy is greater then metred data from Step 1.
Note on I15: Select 'user defined' and enter the Watt per bulb or select a predefined bulb.
Note on J15: Enter the Watt per bulb. Note: This information may be available on the bulb itself.
Note on O15: Select 'user defined' and enter the Watt per bulb or select a predefined bulb.
Note on P15: Enter the Watt per bulb. Note: This information may be available on the bulb itself.
Note on AA15: Select 'user defined' and enter the Watt per bulb or select a predefined bulb.
Note on AB15: Enter the Watt per bulb. Note: This information may be available on the bulb itself.
Note on J33: A Constant illuminance control system is used to modulate the lamp output to maintain the design illuminance over a long period compensating for the effects of dust build-up on luminaires that reduce their light output. Note: When this option is selected a 10% reduction factor is applied to the general lighting power.
Note on P33: A Constant illuminance control system is used to modulate the lamp output to maintain the design illuminance over a long period compensating for the effects of dust build-up on luminaires that reduce their light output. Note: When this option is selected a 10% reduction factor is applied to the general lighting power.
Note on AB33: A Constant illuminance control system is used to modulate the lamp output to maintain the design illuminance over a long period compensating for the effects of dust build-up on luminaires that reduce their light output. Note: When this option is selected a 10% reduction factor is applied to the general lighting power.
Note on I37: Sensors controlled by a time switch, allowing them to be turned off when spaces are unoccupied so that they do not consume power unnecessarily. Note: If sensor time switch is included power consumption of sensors is calculated using hours of use otherwise load is continuous.
Note on O37: Sensors controlled by a time switch, allowing them to be turned off when spaces are unoccupied so that they do not consume power unnecessarily. Note: If sensor time switch is included power consumption of sensors is calculated using hours of use otherwise load is continuous.
Note on AA37: Sensors controlled by a time switch, allowing them to be turned off when spaces are unoccupied so that they do not consume power unnecessarily. Note: If sensor time switch is included power consumption of sensors is calculated using hours of use otherwise load is continuous.
Note on J39: Floor area used for calculating parasitic control power consumption i.e. power use of sensors.
Note on P39: Floor area used for calculating parasitic control power consumption i.e. power use of sensors.
Note on AB39: Floor area used for calculating parasitic control power consumption i.e. power use of sensors.
Note on J42: One off capital cost to occur at the time specified below. Note: For the 'Current' scenario, in most cases, this is likely to be left blank.
Note on P42: One off capital cost to occur at the time specified below. Note: For the 'Current' scenario, in most cases, this is likely to be left blank.
Note on AB42: One off capital cost to occur at the time specified below. Note: For the 'Current' scenario, in most cases, this is likely to be left blank.
Note on J43: Capital cost to occur at this time. Note: The capital cost entered will be adjusted for inflation to reflect the year it occurs.
Note on P43: Capital cost to occur at this time. Note: The capital cost entered will be adjusted for inflation to reflect the year it occurs.
Note on AB43: Capital cost to occur at this time. Note: The capital cost entered will be adjusted for inflation to reflect the year it occurs.
Note on J45: Operational costs (excluding energy costs) associated with the option. For example parts and labour for maintenance. Note: This cost will occur annually and is adjusted for inflation.
Note on P45: Operational costs (excluding energy costs) associated with the option. For example parts and labour for maintenance. Note: This cost will occur annually and is adjusted for inflation.
Note on AB45: Operational costs (excluding energy costs) associated with the option. For example parts and labour for maintenance. Note: This cost will occur annually and is adjusted for inflation.
Note on J47: Periodic costs that occur at the replacement period defined below. For example, replacing a piece of fabric at its end of life. Note: A 'Replacement period' must be defined below for the replacement cost to occur.
Note on P47: Periodic costs that occur at the replacement period defined below. For example, replacing a piece of fabric at its end of life. Note: A 'Replacement period' must be defined below for the replacement cost to occur.
Note on AB47: Periodic costs that occur at the replacement period defined below. For example, replacing a piece of fabric at its end of life. Note: A 'Replacement period' must be defined below for the replacement cost to occur.
Note on J48: Replacement cost to occur at this frequency and from the time of change as defined above. Note: If 'Time until change' is left blank the replacement period will begin from year 0.
Note on P48: Replacement cost to occur at this frequency and from the time of change as defined above. Note: If 'Time until change' is left blank the replacement period will begin from year 0.
Note on AB48: Replacement cost to occur at this frequency and from the time of change as defined above. Note: If 'Time until change' is left blank the replacement period will begin from year 0.

## SimpleStep3
Step 3:
| Building: |  | Back | [15 empty] | Data
1-19 Torrington Place
| HOME |  | ENERGY IN YEAR ONE | [6 empty] | ENERGY COST PROJECTION | [7 empty] | SELECTIONS
| STEP 1:DEFINE | [16 empty] | Include fabric change?
No
STEP 2:CALCULATE
Go back and select
l | STEP 3:RESULTS
Include vent. change?
| DATA | [17 empty] | No
Go back and select
Include boiler change?
No
| Carbon saving: | [16 empty] | Go back and select
| 0 | [8 empty] | ENERGY CARBON PROJECTION
Include VRF/Chiller change?
|  | (kgCO2e in year one) | [16 empty] | No
| Cost saving: | [16 empty] | Go back and select
0
Include lighting change?
|  | (£ in year one) | [16 empty] | No
Go back and select
Include bespoke change A?
No
Go back and select
Include bespoke change B?
No
Go back and select
Generate Report Tables
Include bespoke change C?
No
Go back and select
|  |  | PO RESULTS TABLE |  |  |  |  | Step 1 Benchmark | [8 empty] | Step 2 - Preferred Option |  |  |  |  | Supporting Calcs
[9 empty] | Fabric | Vent | Boiler | Cooling | Lighting | Bespoke A | Bespoke B | Bespoke C | [5 empty] | Check - | Check + | Split (%)
|  |  | Total natural gas |  |  |  |  | 0 | 0 | 0 | 0 | 0 | 0 | 0 | 0 | 0 |  |  |  | 0 |  | 0 | 0 | 0
|  |  |  | Space heating (gas) |  |  |  | 0 | 0 | 0
|  |  |  | Hot water (gas) |  |  |  | 0 | 0 | 0
|  |  | Total district heating |  |  |  |  | 1631455.7765 | 1631455.7765 | 1631455.7765 | 1631455.7765 | 1631455.7765 | 1631455.7765 | 1631455.7765 | 1631455.7765 | 1631455.7765 |  |  |  | 1631455.7765 |  | 0 | 0 | 1
|  |  |  | Space heating (DH) |  |  |  | 1305164.6212 | 1305164.6212 | 1305164.6212
|  |  |  | Hot water (DH) |  |  |  | 326291.1553 | 326291.1553 | 326291.1553
|  |  | Total electricity |  |  |  |  | 1617464 | 1617464 | 1617464 | 1617464 | 1617464 | 1617464 | 1617464 | 1617464 | 1617464 |  |  |  | 1617464 |  | 0 | 0
|  |  |  | Total electricity heating |  |  |  | 0 | 0 | 0 | 0 | 0 | 0
[5 empty] | Space heating (electricity) |  |  | 0 | 0 | 0
[5 empty] | Hot water (electricity) |  |  | 0 | 0 | 0
|  |  |  | Total electricity other |  |  |  | 1617464 | 1617464 | 1617464 | 1617464 | 1617464 | 1617464
[5 empty] | Cooling |  |  | 404366 | 404366 | 404366 | 404366 | 404366 | 404366
[5 empty] | Lighting |  |  | 404366 | 404366 | 404366 | 404366 | 404366 | 404366
[5 empty] | Auxiliary - fans and pumps |  |  | 404366 | 404366 | 404366 | 404366 | 404366 | 404366
[5 empty] | Equipment / small power |  |  | 404366 | 404366 | 404366 | 404366 | 404366 | 404366
|  |  | SO RESULTS TABLE |  |  |  |  | Step 1 Benchmark | [8 empty] | Step 2 - Second Option |  |  |  |  | Supporting Calcs
[9 empty] | Fabric | Vent | Boiler | Cooling | Lighting | Bespoke A | Bespoke B | Bespoke C | [5 empty] | Check - | Check + | Split (%)
|  |  | Total natural gas |  |  |  |  | 0 | 0 | 0 | 0 | 0 | 0 | 0 | 0 | 0 |  |  |  | 0 |  | 0 | 0 | 0
|  |  |  | Space heating (gas) |  |  |  | 0 | 0 | 0
|  |  |  | Hot water (gas) |  |  |  | 0 | 0 | 0
|  |  | Total district heating |  |  |  |  | 1631455.7765 | 1631455.7765 | 1631455.7765 | 1631455.7765 | 1631455.7765 | 1631455.7765 | 1631455.7765 | 1631455.7765 | 1631455.7765 |  |  |  | 1631455.7765 |  | 0 | 0 | 1
|  |  |  | Space heating (DH) |  |  |  | 1305164.6212 | 1305164.6212 | 1305164.6212
|  |  |  | Hot water (DH) |  |  |  | 326291.1553 | 326291.1553 | 326291.1553
|  |  | Total electricity |  |  |  |  | 1617464 | 1617464 | 1617464 | 1617464 | 1617464 | 1617464 | 1617464 | 1617464 | 1617464 |  |  |  | 1617464 |  | 0 | 0
|  |  |  | Total electricity heating |  |  |  | 0 | 0 | 0 | 0 | 0 | 0
[5 empty] | Space heating (electricity) |  |  | 0 | 0 | 0
[5 empty] | Hot water (electricity) |  |  | 0 | 0 | 0
|  |  |  | Total electricity other |  |  |  | 1617464 | 1617464 | 1617464 | 1617464 | 1617464 | 1617464
[5 empty] | Cooling |  |  | 404366 | 404366 | 404366 | 404366 | 404366 | 404366
[5 empty] | Lighting |  |  | 404366 | 404366 | 404366 | 404366 | 404366 | 404366
[5 empty] | Auxiliary - fans and pumps |  |  | 404366 | 404366 | 404366 | 404366 | 404366 | 404366
[5 empty] | Equipment / small power |  |  | 404366 | 404366 | 404366 | 404366 | 404366 | 404366
|  |  | t |  |  |  | 0 | 1 | 2 | 3 | 4 | 5 | 6 | 7 | 8 | 9 | 10 | 11 | 12 | 13 | 14 | 15 | 16 | 17 | 18 | 19 | 20 | 21 | 22 | 23 | 24 | 25
|  |  | Year |  |  |  | 2020 | 2021 | 2022 | 2023 | 2024 | 2025 | 2026 | 2027 | 2028 | 2029 | 2030 | 2031 | 2032 | 2033 | 2034 | 2035 | 2036 | 2037 | 2038 | 2039 | 2040 | 2041 | 2042 | 2043 | 2044 | 2045
|  |  | Natural gas |  |  |  | 0.21 | 0.21 | 0.21 | 0.21 | 0.21 | 0.21 | 0.21 | 0.21 | 0.21 | 0.21 | 0.21 | 0.21 | 0.21 | 0.21 | 0.21 | 0.21 | 0.21 | 0.21 | 0.21 | 0.21 | 0.21 | 0.21 | 0.21 | 0.21 | 0.21 | 0.21
|  |  | District heating |  |  |  | 0.14 | 0.14 | 0.14 | 0.14 | 0.14 | 0.14 | 0.14 | 0.14 | 0.14 | 0.14 | 0.14 | 0.14 | 0.14 | 0.14 | 0.14 | 0.14 | 0.14 | 0.14 | 0.14 | 0.14 | 0.14 | 0.14 | 0.14 | 0.14 | 0.14 | 0.14
|  |  | Grid electricity |  |  |  | 0.52 | 0.5044 | 0.48927 | 0.47459 | 0.46035 | 0.44654 | 0.43315 | 0.42015 | 0.40755 | 0.39532 | 0.38346 | 0.37196 | 0.3608 | 0.34997 | 0.33947 | 0.32929 | 0.31941 | 0.30983 | 0.30053 | 0.29152 | 0.28277 | 0.27429 | 0.26606 | 0.25808 | 0.25034 | 0.24283
|  |  | Natural gas |  |  |  | 0.04 | 0.0424 | 0.044944 | 0.047641 | 0.050499 | 0.053529 | 0.056741 | 0.060145 | 0.063754 | 0.067579 | 0.071634 | 0.075932 | 0.080488 | 0.085317 | 0.090436 | 0.095862 | 0.10161 | 0.10771 | 0.11417 | 0.12102 | 0.12829 | 0.13598 | 0.14414 | 0.15279 | 0.16196 | 0.17167
|  |  | District heating |  |  |  | 0.02 | 0.0212 | 0.022472 | 0.02382 | 0.02525 | 0.026765 | 0.02837 | 0.030073 | 0.031877 | 0.03379 | 0.035817 | 0.037966 | 0.040244 | 0.042659 | 0.045218 | 0.047931 | 0.050807 | 0.053855 | 0.057087 | 0.060512 | 0.064143 | 0.067991 | 0.072071 | 0.076395 | 0.080979 | 0.085837
|  |  | Grid electricity |  |  |  | 0.12 | 0.132 | 0.1452 | 0.15972 | 0.17569 | 0.19326 | 0.21259 | 0.23385 | 0.25723 | 0.28295 | 0.31125 | 0.34237 | 0.37661 | 0.41427 | 0.4557 | 0.50127 | 0.5514 | 0.60654 | 0.66719 | 0.73391 | 0.8073 | 0.88803 | 0.97683 | 1.0745 | 1.182 | 1.3002
Benchmark
|  |  | Total NG |  |  | 0 | 0 | 0 | 0 | 0 | 0 | 0 | 0 | 0 | 0 | 0 | 0 | 0 | 0 | 0 | 0 | 0 | 0 | 0 | 0 | 0 | 0 | 0 | 0 | 0 | 0 | 0
|  |  | Total DH |  |  | 1631455.7765 | 228403.8087 | 228403.8087 | 228403.8087 | 228403.8087 | 228403.8087 | 228403.8087 | 228403.8087 | 228403.8087 | 228403.8087 | 228403.8087 | 228403.8087 | 228403.8087 | 228403.8087 | 228403.8087 | 228403.8087 | 228403.8087 | 228403.8087 | 228403.8087 | 228403.8087 | 228403.8087 | 228403.8087 | 228403.8087 | 228403.8087 | 228403.8087 | 228403.8087 | 228403.8087
|  |  | Total electricity |  |  | 1617464 | 841081.28 | 815848.8416 | 791373.3764 | 767632.1751 | 744603.2098 | 722265.1135 | 700597.1601 | 679579.2453 | 659191.8679 | 639416.1119 | 620233.6286 | 601626.6197 | 583577.8211 | 566070.4865 | 549088.3719 | 532615.7207 | 516637.2491 | 501138.1316 | 486103.9877 | 471520.868 | 457375.242 | 443653.9847 | 430344.3652 | 417434.0342 | 404911.0132 | 392763.6828
|  |  | Total operational carbon |  |  |  | 1069485.0887 | 1044252.6503 | 1019777.1851 | 996035.9838 | 973007.0185 | 950668.9222 | 929000.9688 | 907983.054 | 887595.6767 | 867819.9206 | 848637.4373 | 830030.4284 | 811981.6298 | 794474.2952 | 777492.1806 | 761019.5294 | 745041.0578 | 729541.9403 | 714507.7964 | 699924.6768 | 685779.0507 | 672057.7935 | 658748.1739 | 645837.843 | 633314.8219 | 621167.4915
|  |  | Total NG |  |  | 0 | 0 | 0 | 0 | 0 | 0 | 0 | 0 | 0 | 0 | 0 | 0 | 0 | 0 | 0 | 0 | 0 | 0 | 0 | 0 | 0 | 0 | 0 | 0 | 0 | 0 | 0
|  |  | Total DH |  |  | 1631455.7765 | 32629.1155 | 34586.8625 | 36662.0742 | 38861.7987 | 41193.5066 | 43665.117 | 46285.024 | 49062.1254 | 52005.853 | 55126.2041 | 58433.7764 | 61939.803 | 65656.1912 | 69595.5626 | 73771.2964 | 78197.5742 | 82889.4286 | 87862.7943 | 93134.562 | 98722.6357 | 104645.9938 | 110924.7535 | 117580.2387 | 124635.053 | 132113.1562 | 140039.9456
|  |  | Total electricity |  |  | 1617464 | 194095.68 | 213505.248 | 234855.7728 | 258341.3501 | 284175.4851 | 312593.0336 | 343852.337 | 378237.5707 | 416061.3277 | 457667.4605 | 503434.2065 | 553777.6272 | 609155.3899 | 670070.9289 | 737078.0218 | 810785.824 | 891864.4064 | 981050.847 | 1079155.9317 | 1187071.5249 | 1305778.6774 | 1436356.5451 | 1579992.1996 | 1737991.4196 | 1911790.5615 | 2102969.6177
|  |  | Total operational energy cost |  |  |  | 226724.7955 | 248092.1105 | 271517.847 | 297203.1487 | 325368.9917 | 356258.1506 | 390137.361 | 427299.6961 | 468067.1807 | 512793.6646 | 561867.9829 | 615717.4302 | 674811.5811 | 739666.4915 | 810849.3182 | 888983.3981 | 974753.835 | 1068913.6413 | 1172290.4937 | 1285794.1606 | 1410424.6712 | 1547281.2986 | 1697572.4383 | 1862626.4726 | 2043903.7177 | 2243009.5632
Preferred Option
|  |  | Total NG |  |  | 0 | 0 | 0 | 0 | 0 | 0 | 0 | 0 | 0 | 0 | 0 | 0 | 0 | 0 | 0 | 0 | 0 | 0 | 0 | 0 | 0 | 0 | 0 | 0 | 0 | 0 | 0
|  |  | Total DH |  |  | 1631455.7765 | 228403.8087 | 228403.8087 | 228403.8087 | 228403.8087 | 228403.8087 | 228403.8087 | 228403.8087 | 228403.8087 | 228403.8087 | 228403.8087 | 228403.8087 | 228403.8087 | 228403.8087 | 228403.8087 | 228403.8087 | 228403.8087 | 228403.8087 | 228403.8087 | 228403.8087 | 228403.8087 | 228403.8087 | 228403.8087 | 228403.8087 | 228403.8087 | 228403.8087 | 228403.8087
|  |  | Total electricity |  |  | 1617464 | 841081.28 | 815848.8416 | 791373.3764 | 767632.1751 | 744603.2098 | 722265.1135 | 700597.1601 | 679579.2453 | 659191.8679 | 639416.1119 | 620233.6286 | 601626.6197 | 583577.8211 | 566070.4865 | 549088.3719 | 532615.7207 | 516637.2491 | 501138.1316 | 486103.9877 | 471520.868 | 457375.242 | 443653.9847 | 430344.3652 | 417434.0342 | 404911.0132 | 392763.6828
|  |  | Total operational carbon |  |  |  | 1069485.0887 | 1044252.6503 | 1019777.1851 | 996035.9838 | 973007.0185 | 950668.9222 | 929000.9688 | 907983.054 | 887595.6767 | 867819.9206 | 848637.4373 | 830030.4284 | 811981.6298 | 794474.2952 | 777492.1806 | 761019.5294 | 745041.0578 | 729541.9403 | 714507.7964 | 699924.6768 | 685779.0507 | 672057.7935 | 658748.1739 | 645837.843 | 633314.8219 | 621167.4915
|  |  | Total NG |  |  | 0 | 0 | 0 | 0 | 0 | 0 | 0 | 0 | 0 | 0 | 0 | 0 | 0 | 0 | 0 | 0 | 0 | 0 | 0 | 0 | 0 | 0 | 0 | 0 | 0 | 0 | 0
|  |  | Total DH |  |  | 1631455.7765 | 32629.1155 | 34586.8625 | 36662.0742 | 38861.7987 | 41193.5066 | 43665.117 | 46285.024 | 49062.1254 | 52005.853 | 55126.2041 | 58433.7764 | 61939.803 | 65656.1912 | 69595.5626 | 73771.2964 | 78197.5742 | 82889.4286 | 87862.7943 | 93134.562 | 98722.6357 | 104645.9938 | 110924.7535 | 117580.2387 | 124635.053 | 132113.1562 | 140039.9456
|  |  | Total electricity |  |  | 1617464 | 194095.68 | 213505.248 | 234855.7728 | 258341.3501 | 284175.4851 | 312593.0336 | 343852.337 | 378237.5707 | 416061.3277 | 457667.4605 | 503434.2065 | 553777.6272 | 609155.3899 | 670070.9289 | 737078.0218 | 810785.824 | 891864.4064 | 981050.847 | 1079155.9317 | 1187071.5249 | 1305778.6774 | 1436356.5451 | 1579992.1996 | 1737991.4196 | 1911790.5615 | 2102969.6177
|  |  | Total operational energy cost |  |  |  | 226724.7955 | 248092.1105 | 271517.847 | 297203.1487 | 325368.9917 | 356258.1506 | 390137.361 | 427299.6961 | 468067.1807 | 512793.6646 | 561867.9829 | 615717.4302 | 674811.5811 | 739666.4915 | 810849.3182 | 888983.3981 | 974753.835 | 1068913.6413 | 1172290.4937 | 1285794.1606 | 1410424.6712 | 1547281.2986 | 1697572.4383 | 1862626.4726 | 2043903.7177 | 2243009.5632
|  |  | Operational carbon saving |  |  |  | 0 | 0 | 0 | 0 | 0 | 0 | 0 | 0 | 0 | 0 | 0 | 0 | 0 | 0 | 0 | 0 | 0 | 0 | 0 | 0 | 0 | 0 | 0 | 0 | 0 | 0
|  |  | Operational energy cost saving |  |  |  | 0 | 0 | 0 | 0 | 0 | 0 | 0 | 0 | 0 | 0 | 0 | 0 | 0 | 0 | 0 | 0 | 0 | 0 | 0 | 0 | 0 | 0 | 0 | 0 | 0 | 0
Second Option
|  |  | Total NG |  |  | 0 | 0 | 0 | 0 | 0 | 0 | 0 | 0 | 0 | 0 | 0 | 0 | 0 | 0 | 0 | 0 | 0 | 0 | 0 | 0 | 0 | 0 | 0 | 0 | 0 | 0 | 0
|  |  | Total DH |  |  | 1631455.7765 | 228403.8087 | 228403.8087 | 228403.8087 | 228403.8087 | 228403.8087 | 228403.8087 | 228403.8087 | 228403.8087 | 228403.8087 | 228403.8087 | 228403.8087 | 228403.8087 | 228403.8087 | 228403.8087 | 228403.8087 | 228403.8087 | 228403.8087 | 228403.8087 | 228403.8087 | 228403.8087 | 228403.8087 | 228403.8087 | 228403.8087 | 228403.8087 | 228403.8087 | 228403.8087
|  |  | Total electricity |  |  | 1617464 | 841081.28 | 815848.8416 | 791373.3764 | 767632.1751 | 744603.2098 | 722265.1135 | 700597.1601 | 679579.2453 | 659191.8679 | 639416.1119 | 620233.6286 | 601626.6197 | 583577.8211 | 566070.4865 | 549088.3719 | 532615.7207 | 516637.2491 | 501138.1316 | 486103.9877 | 471520.868 | 457375.242 | 443653.9847 | 430344.3652 | 417434.0342 | 404911.0132 | 392763.6828
|  |  | Total operational carbon |  |  |  | 1069485.0887 | 1044252.6503 | 1019777.1851 | 996035.9838 | 973007.0185 | 950668.9222 | 929000.9688 | 907983.054 | 887595.6767 | 867819.9206 | 848637.4373 | 830030.4284 | 811981.6298 | 794474.2952 | 777492.1806 | 761019.5294 | 745041.0578 | 729541.9403 | 714507.7964 | 699924.6768 | 685779.0507 | 672057.7935 | 658748.1739 | 645837.843 | 633314.8219 | 621167.4915
|  |  | Total NG |  |  | 0 | 0 | 0 | 0 | 0 | 0 | 0 | 0 | 0 | 0 | 0 | 0 | 0 | 0 | 0 | 0 | 0 | 0 | 0 | 0 | 0 | 0 | 0 | 0 | 0 | 0 | 0
|  |  | Total DH |  |  | 1631455.7765 | 32629.1155 | 34586.8625 | 36662.0742 | 38861.7987 | 41193.5066 | 43665.117 | 46285.024 | 49062.1254 | 52005.853 | 55126.2041 | 58433.7764 | 61939.803 | 65656.1912 | 69595.5626 | 73771.2964 | 78197.5742 | 82889.4286 | 87862.7943 | 93134.562 | 98722.6357 | 104645.9938 | 110924.7535 | 117580.2387 | 124635.053 | 132113.1562 | 140039.9456
|  |  | Total electricity |  |  | 1617464 | 194095.68 | 213505.248 | 234855.7728 | 258341.3501 | 284175.4851 | 312593.0336 | 343852.337 | 378237.5707 | 416061.3277 | 457667.4605 | 503434.2065 | 553777.6272 | 609155.3899 | 670070.9289 | 737078.0218 | 810785.824 | 891864.4064 | 981050.847 | 1079155.9317 | 1187071.5249 | 1305778.6774 | 1436356.5451 | 1579992.1996 | 1737991.4196 | 1911790.5615 | 2102969.6177
|  |  | Total operational energy cost |  |  |  | 226724.7955 | 248092.1105 | 271517.847 | 297203.1487 | 325368.9917 | 356258.1506 | 390137.361 | 427299.6961 | 468067.1807 | 512793.6646 | 561867.9829 | 615717.4302 | 674811.5811 | 739666.4915 | 810849.3182 | 888983.3981 | 974753.835 | 1068913.6413 | 1172290.4937 | 1285794.1606 | 1410424.6712 | 1547281.2986 | 1697572.4383 | 1862626.4726 | 2043903.7177 | 2243009.5632
results
Review the 'year one' energy savings and the 25 year cost and carbon projections.
BETA

## SimpleOutputs
Reporting:
Building: | Back
1-19 Torrington Place
|  | DECISION MAKING - COMBINED RESULTS |  |  | BETA
|  |  | Current | Preferred Option | Second Option
|  | NPV (£ at 25 years) | 0 | 0 | 0
|  | Payback (years) | - | #N/A | #N/A
|  | BUILDING RESULTS FOR YEAR ONE |  |  | BETA
|  |  | Current | Preferred Option | Second Option
|  | Annual energy (KWh/year) | 3248919.7765 | 3248919.7765 | 3248919.7765
|  | Annual energy cost (£/year) | 226724.7955 | 226724.7955 | 226724.7955
|  | Annual carbon dioxide (t CO2/year) | 1069485.0887 | 1069485.0887 | 1069485.0887
DECISION MAKING - INDIVIDUAL NPVs (£ AT 25 YEARS)
|  |  | Current | Preferred Option | Second Option
|  | Building Fabric | NA | NA | NA
|  | Ventilation | NA | NA | NA
|  | Boiler | NA | NA | NA
|  | VRF/ Chiller | NA | NA | NA
|  | Lighting | NA | NA | NA
|  | Bespoke A | NA | NA | NA
|  | Bespoke B | NA | NA | NA
|  | Bespoke C | NA | NA | NA
DECISION MAKING - INDIVIDUAL PAYBACKS (YEARS)
|  |  |  | Preferred Option | Second Option
|  | Building Fabric |  | NA | NA
|  | Ventilation |  | NA | NA
|  | Boiler |  | NA | NA
|  | VRF/ Chiller |  | NA | NA
|  | Lighting |  | NA | NA
|  | Bespoke A |  | NA | NA
|  | Bespoke B |  | NA | NA
|  | Bespoke C |  | NA | NA
The tables below can be copied and pasted into your business case reports.
copy and paste tables
© 2016 Expedition Engineering Ltd.

## ComplexAt2Step2
Tool:
| Building: | Done | [14 empty] | Report
1-19 Torrington Place
| HOME | BASE CASE | [5 empty] | PREFERRED OPTION | [5 empty] | GRAPH OF CUMULATIVE NPV
|  | Energy use (kWh) |  |  |  | 0 |  | Energy use (kWh) |  |  |  | 0
STEP 1:DEFINE
[8 empty] | Percentage saving |  |  |  | #DIV/0!
l | STEP 2:CALCULATE
|  | Energy source: |  | Natural gas |  |  |  | Energy source: |  | Natural gas
STEP 3:RESULTS
|  | Financial considerations | [5 empty] | Financial considerations
| DATA | Capital cost of change (£) |  |  |  | 0 |  | Capital cost of change (£) |  |  |  | 0
|  | Time until change (yrs) |  |  |  | 0 |  | Time until change (yrs) |  |  |  | 0
|  | Maintenance cost (£/year) |  |  |  | 0 |  | Maintenance cost (£/year) |  |  |  | 0
|  | Revenue e.g. FIT/RHI (£/year) |  |  |  | 0 |  | Revenue e.g. FIT/RHI (£/year) |  |  |  | 0
|  | Replacement cost (£) |  |  |  | 0 |  | Replacement cost (£) |  |  |  | 0
|  | Replacement period (yrs) |  |  |  | 0 |  | Replacement period (yrs) |  |  |  | 0
|  | DESCRIPTION OF PROPOSAL(S): | [5 empty] | SECOND OPTION
[8 empty] | Energy use (kWh) |  |  |  | 0
|  | Name: | < Name your initiative here > |  |  |  |  | Percentage saving |  |  |  | #DIV/0!
|  | < Describe the initiative in more detail here > | [5 empty] | Energy source: |  | Natural gas
Financial considerations
[8 empty] | Capital cost of change (£) |  |  |  | 0
[8 empty] | Time until change (yrs) |  |  |  | 0
[8 empty] | Maintenance cost (£/year) |  |  |  | 0
[8 empty] | Revenue e.g. FIT/RHI (£/year) |  |  |  | 0
[8 empty] | Replacement cost (£) |  |  |  | 0 |  | PAYBACK
[8 empty] | Replacement period (yrs) |  |  |  | 0 |  | PREFFERED OPTION |  |  | #N/A | YEARS
[14 empty] | SECOND OPTION |  |  | #N/A | YEARS
[6 empty] | 0 | 1 | 2 | 3 | 4 | 5 | 6 | 7 | 8 | 9 | 10 | 11 | 12 | 13 | 14 | 15 | 16 | 17 | 18 | 19 | 20 | 21 | 22 | 23 | 24 | 25
|  | Year |  |  | 0 | 1 | 2 | 3 | 4 | 5 | 6 | 7 | 8 | 9 | 10 | 11 | 12 | 13 | 14 | 15 | 16 | 17 | 18 | 19 | 20 | 21 | 22 | 23 | 24 | 25 | 26
|  | Payback (Preferred Option) |  |  | #N/A | 0 | 0 | 0 | 0 | 0 | 0 | 0 | 0 | 0 | 0 | 0 | 0 | 0 | 0 | 0 | 0 | 0 | 0 | 0 | 0 | 0 | 0 | 0 | 0 | 0 | 0
|  | Payback (Second Option) |  |  | #N/A | 0 | 0 | 0 | 0 | 0 | 0 | 0 | 0 | 0 | 0 | 0 | 0 | 0 | 0 | 0 | 0 | 0 | 0 | 0 | 0 | 0 | 0 | 0 | 0 | 0 | 0
|  | User defined |  |  |  | 0 | 0 | 0 | 0 | 0 | 0 | 0 | 0 | 0 | 0 | 0 | 0 | 0 | 0 | 0 | 0 | 0 | 0 | 0 | 0 | 0 | 0 | 0 | 0 | 0 | 0
|  | Natural gas |  |  |  | 0.21 | 0.21 | 0.21 | 0.21 | 0.21 | 0.21 | 0.21 | 0.21 | 0.21 | 0.21 | 0.21 | 0.21 | 0.21 | 0.21 | 0.21 | 0.21 | 0.21 | 0.21 | 0.21 | 0.21 | 0.21 | 0.21 | 0.21 | 0.21 | 0.21 | 0.21
|  | District heating |  |  |  | 0.14 | 0.14 | 0.14 | 0.14 | 0.14 | 0.14 | 0.14 | 0.14 | 0.14 | 0.14 | 0.14 | 0.14 | 0.14 | 0.14 | 0.14 | 0.14 | 0.14 | 0.14 | 0.14 | 0.14 | 0.14 | 0.14 | 0.14 | 0.14 | 0.14 | 0.14
|  | Gas/DH mix |  |  |  | 0.14 | 0.14 | 0.14 | 0.14 | 0.14 | 0.14 | 0.14 | 0.14 | 0.14 | 0.14 | 0.14 | 0.14 | 0.14 | 0.14 | 0.14 | 0.14 | 0.14 | 0.14 | 0.14 | 0.14 | 0.14 | 0.14 | 0.14 | 0.14 | 0.14 | 0.14
|  | Grid electricity |  |  |  | 0.52 | 0.5044 | 0.48927 | 0.47459 | 0.46035 | 0.44654 | 0.43315 | 0.42015 | 0.40755 | 0.39532 | 0.38346 | 0.37196 | 0.3608 | 0.34997 | 0.33947 | 0.32929 | 0.31941 | 0.30983 | 0.30053 | 0.29152 | 0.28277 | 0.27429 | 0.26606 | 0.25808 | 0.25034 | 0.24283
|  | User defined |  |  |  | 0 | 0 | 0 | 0 | 0 | 0 | 0 | 0 | 0 | 0 | 0 | 0 | 0 | 0 | 0 | 0 | 0 | 0 | 0 | 0 | 0 | 0 | 0 | 0 | 0 | 0
|  | Natural gas |  |  |  | 0.04 | 0.0424 | 0.044944 | 0.047641 | 0.050499 | 0.053529 | 0.056741 | 0.060145 | 0.063754 | 0.067579 | 0.071634 | 0.075932 | 0.080488 | 0.085317 | 0.090436 | 0.095862 | 0.10161 | 0.10771 | 0.11417 | 0.12102 | 0.12829 | 0.13598 | 0.14414 | 0.15279 | 0.16196 | 0.17167
|  | District heating |  |  |  | 0.02 | 0.0212 | 0.022472 | 0.02382 | 0.02525 | 0.026765 | 0.02837 | 0.030073 | 0.031877 | 0.03379 | 0.035817 | 0.037966 | 0.040244 | 0.042659 | 0.045218 | 0.047931 | 0.050807 | 0.053855 | 0.057087 | 0.060512 | 0.064143 | 0.067991 | 0.072071 | 0.076395 | 0.080979 | 0.085837
|  | Gas/DH mix |  |  |  | 0.0544 | 0.057664 | 0.061124 | 0.064791 | 0.068679 | 0.072799 | 0.077167 | 0.081797 | 0.086705 | 0.091908 | 0.097422 | 0.10327 | 0.10946 | 0.11603 | 0.12299 | 0.13037 | 0.1382 | 0.14649 | 0.15528 | 0.16459 | 0.17447 | 0.18494 | 0.19603 | 0.20779 | 0.22026 | 0.23348
|  | Grid electricity |  |  |  | 0.12 | 0.132 | 0.1452 | 0.15972 | 0.17569 | 0.19326 | 0.21259 | 0.23385 | 0.25723 | 0.28295 | 0.31125 | 0.34237 | 0.37661 | 0.41427 | 0.4557 | 0.50127 | 0.5514 | 0.60654 | 0.66719 | 0.73391 | 0.8073 | 0.88803 | 0.97683 | 1.0745 | 1.182 | 1.3002
|  | Inflation (%) |  |  |  | 1 | 1.02 | 1.0404 | 1.0612 | 1.0824 | 1.1041 | 1.1262 | 1.1487 | 1.1717 | 1.1951 | 1.219 | 1.2434 | 1.2682 | 1.2936 | 1.3195 | 1.3459 | 1.3728 | 1.4002 | 1.4282 | 1.4568 | 1.4859 | 1.5157 | 1.546 | 1.5769 | 1.6084 | 1.6406
|  | CO2e cost (£/kgCO2e) |  |  |  | 0.1 | 0.102 | 0.10404 | 0.10612 | 0.10824 | 0.11041 | 0.11262 | 0.11487 | 0.11717 | 0.11951 | 0.1219 | 0.12434 | 0.12682 | 0.12936 | 0.13195 | 0.13459 | 0.13728 | 0.14002 | 0.14282 | 0.14568 | 0.14859 | 0.15157 | 0.1546 | 0.15769 | 0.16084 | 0.16406
CURRENT (DO NOTHING)
|  | Energy source CO2e (CO2e/kWh) |  |  |  | 0.21 | 0.21 | 0.21 | 0.21 | 0.21 | 0.21 | 0.21 | 0.21 | 0.21 | 0.21 | 0.21 | 0.21 | 0.21 | 0.21 | 0.21 | 0.21 | 0.21 | 0.21 | 0.21 | 0.21 | 0.21 | 0.21 | 0.21 | 0.21 | 0.21 | 0.21
|  | Energy source cost (£/kWh) |  |  |  | 0.04 | 0.0424 | 0.044944 | 0.047641 | 0.050499 | 0.053529 | 0.056741 | 0.060145 | 0.063754 | 0.067579 | 0.071634 | 0.075932 | 0.080488 | 0.085317 | 0.090436 | 0.095862 | 0.10161 | 0.10771 | 0.11417 | 0.12102 | 0.12829 | 0.13598 | 0.14414 | 0.15279 | 0.16196 | 0.17167
Embodied energy (kWh)
Recurring embodied energy (kWh)
|  | Operational energy (kWh) |  |  |  | 0 | 0 | 0 | 0 | 0 | 0 | 0 | 0 | 0 | 0 | 0 | 0 | 0 | 0 | 0 | 0 | 0 | 0 | 0 | 0 | 0 | 0 | 0 | 0 | 0 | 0
Embodied carbon (kWh)
Recurring embodied carbon (kWh)
|  | Operational carbon (kgCO2e) |  |  |  | 0 | 0 | 0 | 0 | 0 | 0 | 0 | 0 | 0 | 0 | 0 | 0 | 0 | 0 | 0 | 0 | 0 | 0 | 0 | 0 | 0 | 0 | 0 | 0 | 0 | 0
|  | Capital cost (£) |  |  |  | 0 | 0 | 0 | 0 | 0 | 0 | 0 | 0 | 0 | 0 | 0 | 0 | 0 | 0 | 0 | 0 | 0 | 0 | 0 | 0 | 0 | 0 | 0 | 0 | 0 | 0
|  | Opex minus revenue (£) |  |  |  | 0 | 0 | 0 | 0 | 0 | 0 | 0 | 0 | 0 | 0 | 0 | 0 | 0 | 0 | 0 | 0 | 0 | 0 | 0 | 0 | 0 | 0 | 0 | 0 | 0 | 0
|  | Energy cost (£) |  |  |  | 0 | 0 | 0 | 0 | 0 | 0 | 0 | 0 | 0 | 0 | 0 | 0 | 0 | 0 | 0 | 0 | 0 | 0 | 0 | 0 | 0 | 0 | 0 | 0 | 0 | 0
|  | Carbon cost (£) |  |  |  | 0 | 0 | 0 | 0 | 0 | 0 | 0 | 0 | 0 | 0 | 0 | 0 | 0 | 0 | 0 | 0 | 0 | 0 | 0 | 0 | 0 | 0 | 0 | 0 | 0 | 0
|  | Total cost (£) |  |  |  | 0 | 0 | 0 | 0 | 0 | 0 | 0 | 0 | 0 | 0 | 0 | 0 | 0 | 0 | 0 | 0 | 0 | 0 | 0 | 0 | 0 | 0 | 0 | 0 | 0 | 0
|  | DNS cumulative cost (£) |  |  |  | 0 | 0 | 0 | 0 | 0 | 0 | 0 | 0 | 0 | 0 | 0 | 0 | 0 | 0 | 0 | 0 | 0 | 0 | 0 | 0 | 0 | 0 | 0 | 0 | 0 | 0
|  | DNS net present value |  |  |  | 0 | 0 | 0 | 0 | 0 | 0 | 0 | 0 | 0 | 0 | 0 | 0 | 0 | 0 | 0 | 0 | 0 | 0 | 0 | 0 | 0 | 0 | 0 | 0 | 0 | 0
|  | DNS cumulative NPV (£) |  |  |  | 0 | 0 | 0 | 0 | 0 | 0 | 0 | 0 | 0 | 0 | 0 | 0 | 0 | 0 | 0 | 0 | 0 | 0 | 0 | 0 | 0 | 0 | 0 | 0 | 0 | 0
PREFERRED OPTION
|  | Energy source CO2e (CO2e/kWh) |  |  |  | 0.21 | 0.21 | 0.21 | 0.21 | 0.21 | 0.21 | 0.21 | 0.21 | 0.21 | 0.21 | 0.21 | 0.21 | 0.21 | 0.21 | 0.21 | 0.21 | 0.21 | 0.21 | 0.21 | 0.21 | 0.21 | 0.21 | 0.21 | 0.21 | 0.21 | 0.21
|  | Energy source cost (£/kWh) |  |  |  | 0.04 | 0.0424 | 0.044944 | 0.047641 | 0.050499 | 0.053529 | 0.056741 | 0.060145 | 0.063754 | 0.067579 | 0.071634 | 0.075932 | 0.080488 | 0.085317 | 0.090436 | 0.095862 | 0.10161 | 0.10771 | 0.11417 | 0.12102 | 0.12829 | 0.13598 | 0.14414 | 0.15279 | 0.16196 | 0.17167
Embodied energy (kWh)
Recurring embodied energy (kWh)
|  | Operational energy (kWh) |  |  |  | 0 | 0 | 0 | 0 | 0 | 0 | 0 | 0 | 0 | 0 | 0 | 0 | 0 | 0 | 0 | 0 | 0 | 0 | 0 | 0 | 0 | 0 | 0 | 0 | 0 | 0
Embodied carbon (kWh)
Recurring embodied carbon (kWh)
|  | Operational carbon (kgCO2e) |  |  |  | 0 | 0 | 0 | 0 | 0 | 0 | 0 | 0 | 0 | 0 | 0 | 0 | 0 | 0 | 0 | 0 | 0 | 0 | 0 | 0 | 0 | 0 | 0 | 0 | 0 | 0
|  | Capital cost (£) |  |  |  | 0 | 0 | 0 | 0 | 0 | 0 | 0 | 0 | 0 | 0 | 0 | 0 | 0 | 0 | 0 | 0 | 0 | 0 | 0 | 0 | 0 | 0 | 0 | 0 | 0 | 0
|  | Opex minus revenue (£) |  |  |  | 0 | 0 | 0 | 0 | 0 | 0 | 0 | 0 | 0 | 0 | 0 | 0 | 0 | 0 | 0 | 0 | 0 | 0 | 0 | 0 | 0 | 0 | 0 | 0 | 0 | 0
|  | Energy cost (£) |  |  |  | 0 | 0 | 0 | 0 | 0 | 0 | 0 | 0 | 0 | 0 | 0 | 0 | 0 | 0 | 0 | 0 | 0 | 0 | 0 | 0 | 0 | 0 | 0 | 0 | 0 | 0
|  | Carbon cost (£) |  |  |  | 0 | 0 | 0 | 0 | 0 | 0 | 0 | 0 | 0 | 0 | 0 | 0 | 0 | 0 | 0 | 0 | 0 | 0 | 0 | 0 | 0 | 0 | 0 | 0 | 0 | 0
|  | Total cost (£) |  |  |  | 0 | 0 | 0 | 0 | 0 | 0 | 0 | 0 | 0 | 0 | 0 | 0 | 0 | 0 | 0 | 0 | 0 | 0 | 0 | 0 | 0 | 0 | 0 | 0 | 0 | 0
|  | Do something cumulative cost (£) |  |  |  | 0 | 0 | 0 | 0 | 0 | 0 | 0 | 0 | 0 | 0 | 0 | 0 | 0 | 0 | 0 | 0 | 0 | 0 | 0 | 0 | 0 | 0 | 0 | 0 | 0 | 0
|  | Net present value |  |  |  | 0 | 0 | 0 | 0 | 0 | 0 | 0 | 0 | 0 | 0 | 0 | 0 | 0 | 0 | 0 | 0 | 0 | 0 | 0 | 0 | 0 | 0 | 0 | 0 | 0 | 0
|  | Planned cumulative NPV (£) |  |  |  | 0 | 0 | 0 | 0 | 0 | 0 | 0 | 0 | 0 | 0 | 0 | 0 | 0 | 0 | 0 | 0 | 0 | 0 | 0 | 0 | 0 | 0 | 0 | 0 | 0 | 0
SECOND OPTION
|  | Energy source CO2e (CO2e/kWh) |  |  |  | 0.21 | 0.21 | 0.21 | 0.21 | 0.21 | 0.21 | 0.21 | 0.21 | 0.21 | 0.21 | 0.21 | 0.21 | 0.21 | 0.21 | 0.21 | 0.21 | 0.21 | 0.21 | 0.21 | 0.21 | 0.21 | 0.21 | 0.21 | 0.21 | 0.21 | 0.21
|  | Energy source cost (£/kWh) |  |  |  | 0.04 | 0.0424 | 0.044944 | 0.047641 | 0.050499 | 0.053529 | 0.056741 | 0.060145 | 0.063754 | 0.067579 | 0.071634 | 0.075932 | 0.080488 | 0.085317 | 0.090436 | 0.095862 | 0.10161 | 0.10771 | 0.11417 | 0.12102 | 0.12829 | 0.13598 | 0.14414 | 0.15279 | 0.16196 | 0.17167
Embodied energy (kWh)
Recurring embodied energy (kWh)
|  | Operational energy (kWh) |  |  |  | 0 | 0 | 0 | 0 | 0 | 0 | 0 | 0 | 0 | 0 | 0 | 0 | 0 | 0 | 0 | 0 | 0 | 0 | 0 | 0 | 0 | 0 | 0 | 0 | 0 | 0
Embodied carbon (kWh)
Recurring embodied carbon (kWh)
|  | Operational carbon (kgCO2e) |  |  |  | 0 | 0 | 0 | 0 | 0 | 0 | 0 | 0 | 0 | 0 | 0 | 0 | 0 | 0 | 0 | 0 | 0 | 0 | 0 | 0 | 0 | 0 | 0 | 0 | 0 | 0
|  | Capital cost (£) |  |  |  | 0 | 0 | 0 | 0 | 0 | 0 | 0 | 0 | 0 | 0 | 0 | 0 | 0 | 0 | 0 | 0 | 0 | 0 | 0 | 0 | 0 | 0 | 0 | 0 | 0 | 0
|  | Opex minus revenue (£) |  |  |  | 0 | 0 | 0 | 0 | 0 | 0 | 0 | 0 | 0 | 0 | 0 | 0 | 0 | 0 | 0 | 0 | 0 | 0 | 0 | 0 | 0 | 0 | 0 | 0 | 0 | 0
|  | Energy cost (£) |  |  |  | 0 | 0 | 0 | 0 | 0 | 0 | 0 | 0 | 0 | 0 | 0 | 0 | 0 | 0 | 0 | 0 | 0 | 0 | 0 | 0 | 0 | 0 | 0 | 0 | 0 | 0
|  | Carbon cost (£) |  |  |  | 0 | 0 | 0 | 0 | 0 | 0 | 0 | 0 | 0 | 0 | 0 | 0 | 0 | 0 | 0 | 0 | 0 | 0 | 0 | 0 | 0 | 0 | 0 | 0 | 0 | 0
|  | Total cost (£) |  |  |  | 0 | 0 | 0 | 0 | 0 | 0 | 0 | 0 | 0 | 0 | 0 | 0 | 0 | 0 | 0 | 0 | 0 | 0 | 0 | 0 | 0 | 0 | 0 | 0 | 0 | 0
|  | Do something cumulative cost (£) |  |  |  | 0 | 0 | 0 | 0 | 0 | 0 | 0 | 0 | 0 | 0 | 0 | 0 | 0 | 0 | 0 | 0 | 0 | 0 | 0 | 0 | 0 | 0 | 0 | 0 | 0 | 0
|  | Net present value |  |  |  | 0 | 0 | 0 | 0 | 0 | 0 | 0 | 0 | 0 | 0 | 0 | 0 | 0 | 0 | 0 | 0 | 0 | 0 | 0 | 0 | 0 | 0 | 0 | 0 | 0 | 0
|  | Planned cumulative NPV (£) |  |  |  | 0 | 0 | 0 | 0 | 0 | 0 | 0 | 0 | 0 | 0 | 0 | 0 | 0 | 0 | 0 | 0 | 0 | 0 | 0 | 0 | 0 | 0 | 0 | 0 | 0 | 0
exploring alternative options at RIBA Stage 2
BETA
© 2016 Expedition Engineering Ltd.
Use this tool to explore alternative design proposals. Enter the energy use of the options, select their energy source and define their costs. Two options can be compared against a Base Case. The tool illustrates the cumulative net present value (NPV) for each option and automatically generates payback periods to help with the decision making process. Note: if you wish to group a series energy savings together use separate bespoke to tools for savings associated with different energy sources.
Note on S10: Net Present Value (NPV) is the difference between the present value of cash inflows and the present value of cash outflows. It takes into account capital costs, operational costs/revenues and also introduces the "time value of money", with the discounting of future net cash flows. Refer to the NPV in capital budgeting to analyse the profitability of a projected investment or project. Use the calculation to support the financial decision making, for example, when to replace an existing asset. Note: The graph plots NPV year after year, providing a better understanding of these cash flows.
Note on Q13: Percentage saving against 'Base Case'.
Note on J18: One off capital cost to occur at the time specified below. Note: For the 'Current' scenario, in most cases, this is likely to be left blank.
Note on P18: One off capital cost to occur at the time specified below. Note: For the 'Current' scenario, in most cases, this is likely to be left blank.
Note on J19: Capital cost to occur at this time. Note: The capital cost entered will be adjusted for inflation to reflect the year it occurs.
Note on P19: Capital cost to occur at this time. Note: The capital cost entered will be adjusted for inflation to reflect the year it occurs.
Note on J21: Operational costs (excluding energy costs) associated with the option. For example parts and labour for maintenance. Note: This cost will occur annually and is adjusted for inflation.
Note on P21: Operational costs (excluding energy costs) associated with the option. For example parts and labour for maintenance. Note: This cost will occur annually and is adjusted for inflation.
Note on J22: Operational revenues accrued from Feed in Tariffs (FIT), Renewable Heat Incentive (RHI) or similar. Note: Typically revenue would only be expected when the project is generating renewable energy.
Note on P22: Operational revenues accrued from Feed in Tariffs (FIT), Renewable Heat Incentive (RHI) or similar. Note: Typically revenue would only be expected when the project is generating renewable energy.
Note on J23: Periodic costs that occur at the replacement period defined below. For example, replacing a piece of equipment at its end of life. Note: A 'Replacement period' must be defined below for the replacement cost to occur.
Note on P23: Periodic costs that occur at the replacement period defined below. For example, replacing a piece of equipment at its end of life. Note: A 'Replacement period' must be defined below for the replacement cost to occur.
Note on J24: Replacement cost to occur at this frequency and from the time of change as defined above. Note: If 'Time until change' is left blank the replacement period will begin from year 0.
Note on P24: Replacement cost to occur at this frequency and from the time of change as defined above. Note: If 'Time until change' is left blank the replacement period will begin from year 0.
Note on Q31: Percentage saving against 'Base Case'.
Note on P36: One off capital cost to occur at the time specified below. Note: For the 'Current' scenario, in most cases, this is likely to be left blank.
Note on P37: Capital cost to occur at this time. Note: The capital cost entered will be adjusted for inflation to reflect the year it occurs.
Note on P39: Operational costs (excluding energy costs) associated with the option. For example parts and labour for maintenance. Note: This cost will occur annually and is adjusted for inflation.
Note on P40: Operational revenues accrued from Feed in Tariffs (FIT), Renewable Heat Incentive (RHI) or similar. Note: Typically revenue would only be expected when the project is generating renewable energy.
Note on P41: Periodic costs that occur at the replacement period defined below. For example, replacing a piece of equipment at its end of life. Note: A 'Replacement period' must be defined below for the replacement cost to occur.
Note on P42: Replacement cost to occur at this frequency and from the time of change as defined above. Note: If 'Time until change' is left blank the replacement period will begin from year 0.

## ComplexAt3Step2
Step 2:
| Building: |  | Back |  |  |  |  | Next
1-19 Torrington Place
| HOME |  | RECORD ESTIMATE
|  |  | Heating (space) | Likely (kWh/m²): | Range: | Important assumptions:
| STEP 1:DEFINE |  |  |  | TBD | < Describe important assumptions >
l | STEP 2:CALCULATE
| STEP 3:RESULTS |  | Heating (water) | Likely (kWh/m²): | Range: | Important assumptions:
[5 empty] | TBD | < Describe important assumptions >
DATA
|  |  | Cooling | Likely (kWh/m²): | Range: | Important assumptions: | `
[5 empty] | TBD | < Describe important assumptions >
Carbon saving:
| 1393957.3131 |  | Lighting | Likely (kWh/m²): | Range: | Important assumptions:
[5 empty] | TBD | < Describe important assumptions >
(kgCO2e in year one)
Cost saving:
| 307877.8311 |  | Fans, pumps and controls | Likely (kWh/m²): | Range: | Important assumptions:
[5 empty] | TBD | < Describe important assumptions >
(£ in year one)
|  |  | Small power (incl. office equipment) | Likely (kWh/m²): | Range: | Important assumptions:
[5 empty] | TBD | < Describe important assumptions >
|  |  | Catering | Likely (kWh/m²): | Range: | Important assumptions:
[5 empty] | TBD | < Describe important assumptions >
|  |  | Server rooms (incl. cooling) | Likely (kWh/m²): | Range: | Important assumptions:
[5 empty] | TBD | < Describe important assumptions >
|  |  | Lifts | Likely (kWh/m²): | Range: | Important assumptions:
[5 empty] | TBD | < Describe important assumptions >
|  |  | Other equipment | Likely (kWh/m²): | Range: | Important assumptions:
[5 empty] | TBD | < Describe important assumptions >
|  |  | Management factor | Value: | Range: | Assumptions:
[5 empty] | TBD | < Describe important assumptions >
documenting energy modelling at RIBA Stage 3+
Use CIBSE Guide TM54 or similar to calculate operational energy use and enter the values below.
BETA
Note on B26: Carbon saving of RIBA Stage 3+ estimate against initial benchmark from Step 1.
Note on B31: Cost saving of RIBA Stage 3+ estimate against initial benchmark from Step 1.

## ComplexStep3
Step 3:
| Building: |  | Back | [15 empty] | Data
1-19 Torrington Place
| HOME |  | ENERGY IN YEAR ONE | [6 empty] | ENERGY COST PROJECTION
STEP 1:DEFINE
STEP 2:CALCULATE
l | STEP 3:RESULTS
DATA
Carbon saving:
| 1393957.3131 | [8 empty] | ENERGY CARBON PROJECTION
(kgCO2e in year one)
Cost saving:
307877.8311
(£ in year one)
Generate Report Tables
|  |  | RESULTS TABLE | [8 empty] | Initial Benchmark (Step 1) |  |  |  | RIBA 3+ Estimate (Step 2) |  |  | Actual Energy
|  |  | Total heating | [8 empty] | 1631455.7765 |  |  |  | 0 |  |  | 0
|  |  |  | Space heating (gas) | [7 empty] | 1305164.6212 |  |  |  | 0
|  |  |  | Hot water (gas) | [7 empty] | 326291.1553 |  |  |  | 0
|  |  | Total electricity | [8 empty] | 2021830 |  |  |  | 0 |  |  | 0
|  |  |  | Cooling (including server cooling) | [7 empty] | 404366 |  |  |  | 0
|  |  |  | Lighting | [7 empty] | 404366 |  |  |  | 0
|  |  |  | Fans, pumps and controls | [7 empty] | 404366 |  |  |  | 0
|  |  |  | Total electricity used for other equipment | [7 empty] | 808732 |  |  |  | 0
[5 empty] | Small power (+office equipment) | [10 empty] | 0
[5 empty] | Catering | [10 empty] | 0
[5 empty] | Server rooms (+cooling) | [10 empty] | 0
[5 empty] | Lifts | [10 empty] | 0
[5 empty] | Other equipment | [10 empty] | 0
|  |  | t |  |  |  | 0 | 1 | 2 | 3 | 4 | 5 | 6 | 7 | 8 | 9 | 10 | 11 | 12 | 13 | 14 | 15 | 16 | 17 | 18 | 19 | 20 | 21 | 22 | 23 | 24 | 25
|  |  | Year |  |  |  | 2020 | 2021 | 2022 | 2023 | 2024 | 2025 | 2026 | 2027 | 2028 | 2029 | 2030 | 2031 | 2032 | 2033 | 2034 | 2035 | 2036 | 2037 | 2038 | 2039 | 2040 | 2041 | 2042 | 2043 | 2044 | 2045
|  |  | Natural gas |  |  |  | 0.21 | 0.21 | 0.21 | 0.21 | 0.21 | 0.21 | 0.21 | 0.21 | 0.21 | 0.21 | 0.21 | 0.21 | 0.21 | 0.21 | 0.21 | 0.21 | 0.21 | 0.21 | 0.21 | 0.21 | 0.21 | 0.21 | 0.21 | 0.21 | 0.21 | 0.21
|  |  | District heating |  |  |  | 0.14 | 0.14 | 0.14 | 0.14 | 0.14 | 0.14 | 0.14 | 0.14 | 0.14 | 0.14 | 0.14 | 0.14 | 0.14 | 0.14 | 0.14 | 0.14 | 0.14 | 0.14 | 0.14 | 0.14 | 0.14 | 0.14 | 0.14 | 0.14 | 0.14 | 0.14
|  |  | Grid electricity |  |  |  | 0.52 | 0.5044 | 0.48927 | 0.47459 | 0.46035 | 0.44654 | 0.43315 | 0.42015 | 0.40755 | 0.39532 | 0.38346 | 0.37196 | 0.3608 | 0.34997 | 0.33947 | 0.32929 | 0.31941 | 0.30983 | 0.30053 | 0.29152 | 0.28277 | 0.27429 | 0.26606 | 0.25808 | 0.25034 | 0.24283
|  |  | Natural gas |  |  |  | 0.04 | 0.0424 | 0.044944 | 0.047641 | 0.050499 | 0.053529 | 0.056741 | 0.060145 | 0.063754 | 0.067579 | 0.071634 | 0.075932 | 0.080488 | 0.085317 | 0.090436 | 0.095862 | 0.10161 | 0.10771 | 0.11417 | 0.12102 | 0.12829 | 0.13598 | 0.14414 | 0.15279 | 0.16196 | 0.17167
|  |  | District heating |  |  |  | 0.02 | 0.0212 | 0.022472 | 0.02382 | 0.02525 | 0.026765 | 0.02837 | 0.030073 | 0.031877 | 0.03379 | 0.035817 | 0.037966 | 0.040244 | 0.042659 | 0.045218 | 0.047931 | 0.050807 | 0.053855 | 0.057087 | 0.060512 | 0.064143 | 0.067991 | 0.072071 | 0.076395 | 0.080979 | 0.085837
|  |  | Grid electricity |  |  |  | 0.12 | 0.132 | 0.1452 | 0.15972 | 0.17569 | 0.19326 | 0.21259 | 0.23385 | 0.25723 | 0.28295 | 0.31125 | 0.34237 | 0.37661 | 0.41427 | 0.4557 | 0.50127 | 0.5514 | 0.60654 | 0.66719 | 0.73391 | 0.8073 | 0.88803 | 0.97683 | 1.0745 | 1.182 | 1.3002
Benchmark
|  |  | Total NG |  |  | 1631455.7765 | 342605.7131 | 342605.7131 | 342605.7131 | 342605.7131 | 342605.7131 | 342605.7131 | 342605.7131 | 342605.7131 | 342605.7131 | 342605.7131 | 342605.7131 | 342605.7131 | 342605.7131 | 342605.7131 | 342605.7131 | 342605.7131 | 342605.7131 | 342605.7131 | 342605.7131 | 342605.7131 | 342605.7131 | 342605.7131 | 342605.7131 | 342605.7131 | 342605.7131 | 342605.7131
|  |  | Total DH |  |  | 0 | 0 | 0 | 0 | 0 | 0 | 0 | 0 | 0 | 0 | 0 | 0 | 0 | 0 | 0 | 0 | 0 | 0 | 0 | 0 | 0 | 0 | 0 | 0 | 0 | 0 | 0
|  |  | Total electricity |  |  | 2021830 | 1051351.6 | 1019811.052 | 989216.7204 | 959540.2188 | 930754.0123 | 902831.3919 | 875746.4501 | 849474.0566 | 823989.8349 | 799270.1399 | 775292.0357 | 752033.2746 | 729472.2764 | 707588.1081 | 686360.4648 | 665769.6509 | 645796.5614 | 626422.6645 | 607629.9846 | 589401.0851 | 571719.0525 | 554567.4809 | 537930.4565 | 521792.5428 | 506138.7665 | 490954.6035
|  |  | Total operational carbon |  |  |  | 1393957.3131 | 1362416.7651 | 1331822.4335 | 1302145.9319 | 1273359.7253 | 1245437.105 | 1218352.1632 | 1192079.7697 | 1166595.548 | 1141875.853 | 1117897.7488 | 1094638.9877 | 1072077.9895 | 1050193.8212 | 1028966.1779 | 1008375.364 | 988402.2744 | 969028.3776 | 950235.6977 | 932006.7981 | 914324.7656 | 897173.194 | 880536.1696 | 864398.2559 | 848744.4796 | 833560.3166
|  |  | Total NG |  |  | 1631455.7765 | 65258.2311 | 69173.7249 | 73324.1484 | 77723.5973 | 82387.0132 | 87330.234 | 92570.048 | 98124.2509 | 104011.7059 | 110252.4083 | 116867.5528 | 123879.6059 | 131312.3823 | 139191.1252 | 147542.5928 | 156395.1483 | 165778.8572 | 175725.5887 | 186269.124 | 197445.2714 | 209291.9877 | 221849.507 | 235160.4774 | 249270.106 | 264226.3124 | 280079.8911
|  |  | Total DH |  |  | 0 | 0 | 0 | 0 | 0 | 0 | 0 | 0 | 0 | 0 | 0 | 0 | 0 | 0 | 0 | 0 | 0 | 0 | 0 | 0 | 0 | 0 | 0 | 0 | 0 | 0 | 0
|  |  | Total electricity |  |  | 2021830 | 242619.6 | 266881.56 | 293569.716 | 322926.6876 | 355219.3564 | 390741.292 | 429815.4212 | 472796.9633 | 520076.6596 | 572084.3256 | 629292.7582 | 692222.034 | 761444.2374 | 837588.6611 | 921347.5272 | 1013482.28 | 1114830.508 | 1226313.5588 | 1348944.9146 | 1483839.4061 | 1632223.3467 | 1795445.6814 | 1974990.2495 | 2172489.2745 | 2389738.2019 | 2628712.0221
|  |  | Total operational energy cost |  |  |  | 307877.8311 | 336055.2849 | 366893.8644 | 400650.2849 | 437606.3695 | 478071.526 | 522385.4692 | 570921.2142 | 624088.3656 | 682336.7339 | 746160.3109 | 816101.6399 | 892756.6197 | 976779.7864 | 1068890.12 | 1169877.4283 | 1280609.3652 | 1402039.1474 | 1535214.0386 | 1681284.6775 | 1841515.3344 | 2017295.1883 | 2210150.7269 | 2421759.3805 | 2653964.5143 | 2908791.9132
Estimate
|  |  | Total NG |  |  | 0 | 0 | 0 | 0 | 0 | 0 | 0 | 0 | 0 | 0 | 0 | 0 | 0 | 0 | 0 | 0 | 0 | 0 | 0 | 0 | 0 | 0 | 0 | 0 | 0 | 0 | 0
|  |  | Total DH |  |  | 0 | 0 | 0 | 0 | 0 | 0 | 0 | 0 | 0 | 0 | 0 | 0 | 0 | 0 | 0 | 0 | 0 | 0 | 0 | 0 | 0 | 0 | 0 | 0 | 0 | 0 | 0
|  |  | Total electricity |  |  | 0 | 0 | 0 | 0 | 0 | 0 | 0 | 0 | 0 | 0 | 0 | 0 | 0 | 0 | 0 | 0 | 0 | 0 | 0 | 0 | 0 | 0 | 0 | 0 | 0 | 0 | 0
|  |  | Total operational carbon |  |  |  | 0 | 0 | 0 | 0 | 0 | 0 | 0 | 0 | 0 | 0 | 0 | 0 | 0 | 0 | 0 | 0 | 0 | 0 | 0 | 0 | 0 | 0 | 0 | 0 | 0 | 0
|  |  | Total NG |  |  | 0 | 0 | 0 | 0 | 0 | 0 | 0 | 0 | 0 | 0 | 0 | 0 | 0 | 0 | 0 | 0 | 0 | 0 | 0 | 0 | 0 | 0 | 0 | 0 | 0 | 0 | 0
|  |  | Total DH |  |  | 0 | 0 | 0 | 0 | 0 | 0 | 0 | 0 | 0 | 0 | 0 | 0 | 0 | 0 | 0 | 0 | 0 | 0 | 0 | 0 | 0 | 0 | 0 | 0 | 0 | 0 | 0
|  |  | Total electricity |  |  | 0 | 0 | 0 | 0 | 0 | 0 | 0 | 0 | 0 | 0 | 0 | 0 | 0 | 0 | 0 | 0 | 0 | 0 | 0 | 0 | 0 | 0 | 0 | 0 | 0 | 0 | 0
|  |  | Total operational energy cost |  |  |  | 0 | 0 | 0 | 0 | 0 | 0 | 0 | 0 | 0 | 0 | 0 | 0 | 0 | 0 | 0 | 0 | 0 | 0 | 0 | 0 | 0 | 0 | 0 | 0 | 0 | 0
|  |  | Operational carbon saving |  |  |  | 1393957.3131 | 1362416.7651 | 1331822.4335 | 1302145.9319 | 1273359.7253 | 1245437.105 | 1218352.1632 | 1192079.7697 | 1166595.548 | 1141875.853 | 1117897.7488 | 1094638.9877 | 1072077.9895 | 1050193.8212 | 1028966.1779 | 1008375.364 | 988402.2744 | 969028.3776 | 950235.6977 | 932006.7981 | 914324.7656 | 897173.194 | 880536.1696 | 864398.2559 | 848744.4796 | 833560.3166
|  |  | Operational energy cost saving |  |  |  | 307877.8311 | 336055.2849 | 366893.8644 | 400650.2849 | 437606.3695 | 478071.526 | 522385.4692 | 570921.2142 | 624088.3656 | 682336.7339 | 746160.3109 | 816101.6399 | 892756.6197 | 976779.7864 | 1068890.12 | 1169877.4283 | 1280609.3652 | 1402039.1474 | 1535214.0386 | 1681284.6775 | 1841515.3344 | 2017295.1883 | 2210150.7269 | 2421759.3805 | 2653964.5143 | 2908791.9132
results
Review the 'year one' energy savings and the 25 year cost and carbon projections.
BETA
Note on B26: Carbon saving of RIBA Stage 3+ estimate against initial benchmark from Step 1.
Note on B31: Cost saving of RIBA Stage 3+ estimate against initial benchmark from Step 1.

## ComplexOutputs
Reporting:
Building: | Back
1-19 Torrington Place
The tables below are for RIBA Stage 2 reporting
|  | NPV (£ AT 25 YEARS) |  |  | BETA
|  |  | Baseline | Preferred Option | Second Option
|  | Bespoke at RIBA Stage 2 | 0 | 0 | 0
|  | PAYBACKS (YEARS) |  |  | BETA
|  |  |  | Preferred Option | Second Option
|  | Bespoke at RIBA Stage 2 |  | #N/A | #N/A
The table below is for RIBA Stage 3+ reporting
|  | BUILDING RESULTS FOR YEAR ONE |  |  | BETA
|  |  |  | Initial Benchmark | RIBA 3+ Estimate
|  | Annual energy (KWh/year) |  | 3653285.7765 | 0
|  | Annual energy cost (£/year) |  | 307877.8311 | 0
|  | Annual carbon dioxide (t CO2/year) |  | 1393.9573 | 0
The tables below can be copied and pasted into your business case reports.
copy and paste tables
© 2016 Expedition Engineering Ltd.

## Data
Data:
| Building: | Back
1-19 Torrington Place
| HOME | DESCRIPTION OF ASSUMPTION |  | VALUE |  | UNIT | SOURCE
STEP 1:DEFINE
User defined energy split for existing
| STEP 2:CALCULATE | Space heating (gas) |  |  |  | kWh per m²
|  | Hot water (gas) |  |  |  | kWh per m²
| STEP 3:RESULTS | Space heating (DH) |  |  |  | kWh per m²
|  | Hot water (DH) |  |  |  | kWh per m²
l | DATA | Space heating (electricity) |  |  |  | kWh per m²
|  | Hot water (electricity) |  |  |  | kWh per m²
|  | Cooling |  |  |  | kWh per m²
|  | Lighting |  |  |  | kWh per m²
|  | Auxiliary - fans and pumps |  |  |  | kWh per m²
|  | Equipment / small power |  |  |  | kWh per m²
User defined energy split for major refurb, extension or new build
|  | Space heating (gas) |  |  |  | kWh per m²
|  | Hot water (gas) |  |  |  | kWh per m²
|  | Space heating (DH) |  |  |  | kWh per m²
|  | Hot water (DH) |  |  |  | kWh per m²
|  | Space heating (electricity) |  |  |  | kWh per m²
|  | Hot water (electricity) |  |  |  | kWh per m²
|  | Cooling |  |  |  | kWh per m²
|  | Lighting |  |  |  | kWh per m²
|  | Auxiliary - fans and pumps |  |  |  | kWh per m²
|  | Equipment / small power |  |  |  | kWh per m²
Fabric tool
Window U-values
|  | User defined | 0 | 0 | 0 | W/m²K
|  | Single glazing |  | 4.6 |  | W/m²K | Typical value
|  | Double glazing (2002 regs) |  | 2.2 |  | W/m²K | Building regulation
|  | Double glazing (2013 regs) |  | 1.6 |  | W/m²K | Approved document L2A, 2013
|  | Triple glazing |  | 0.9 |  | W/m²K | Typical value
|  | PassivHaus standard |  | 0.85 |  | W/m²K | PassivHaus
External wall U-values
|  | User defined | 0 | 0 | 0 | W/m²K
|  | Solid brick wall |  | 2 |  | W/m²K | Typical value
|  | Cavity wall no insulation |  | 1.5 |  | W/m²K | Typical value
|  | Cavity wall 50mm insulation |  | 0.5 |  | W/m²K | Typical value
|  | External wall (2002 regs) |  | 0.35 |  | W/m²K | Building regulation
|  | External wall (2013 Regs) |  | 0.26 |  | W/m²K | Approved document L2A, 2013
|  | PassivHaus standard |  | 0.15 |  | W/m²K | PassivHaus
Roof U-values
|  | User defined | 0 | 0 | 0 | W/m²K
|  | Uninsulated flat roof |  | 1.5 |  | W/m²K | Typical value
|  | Flat roof with 100mm insulation |  | 0.32 |  | W/m²K | Typical value
|  | Roof (2002 regs) |  | 0.25 |  | W/m²K | Building regulation
|  | Roof (2013 regs) |  | 0.18 |  | W/m²K | Approved document L2A, 2013
|  | PassivHaus standard |  | 0.15 |  | W/m²K | PassivHaus
Ground floor U-values
|  | User defined | 0 | 0 | 0 | W/m²K
|  | Uninsulated solid ground floor |  | 0.7 |  | W/m²K | Typical value
|  | Solid ground floor with insulation |  | 0.4 |  | W/m²K | Typical value
|  | Ground floor (2002 regs) |  | 0.25 |  | W/m²K | Building regulation
|  | Ground floor (2013 regs) |  | 0.22 |  | W/m²K | Approved document L2A, 2013
|  | PassivHaus standard |  | 0.15 |  | W/m²K | PassivHaus
Infiltration rates
|  | User defined | 0 | 0 | 0 | ACH
|  | 20 (leaky) |  | 0.56 |  | ACH | CIBSE TM23
|  | 10 (Part L 2002) |  | 0.28 |  | ACH | CIBSE TM23
|  | 7 (Part L 2005) |  | 0.196 |  | ACH | CIBSE TM23
|  | 5 |  | 0.14 |  | ACH | CIBSE TM23
|  | 3 |  | 0.084 |  | ACH | CIBSE TM23
Boiler tool
Heating efficiency credits
|  | TRVs + Room thermostats |  | 1.5 |  | % | Non-domestic Building Services Compliance Guide, 2013
|  | Weather compensation |  | 2 |  | % | Non-domestic Building Services Compliance Guide, 2013
|  | Optimised start/stop |  | 2 |  | % | Non-domestic Building Services Compliance Guide, 2013
|  | Full BMS |  | 4 |  | % | Non-domestic Building Services Compliance Guide, 2013
Pump power density for low temperature hot water (LTHW)
|  | User defined | 0 | 0 | 0 | W/m²
|  | Constant speed |  | 0.6 |  | W/m² | National Calculation Methodology (NCM) modelling guide, 2013
|  | Variable speed with differential sensor across pump |  | 0.5 |  | W/m² | National Calculation Methodology (NCM) modelling guide, 2013
|  | Variable speed with differential sensor in the system |  | 0.4 |  | W/m² | National Calculation Methodology (NCM) modelling guide, 2013
VRF/chiller tool
Efficiencies (Coefficient of Performance)
|  | User defined | 0 | 0 | NA | COP
|  | VRF |  | 2.5 |  | COP | Typical value
|  | Air cooled chiller |  | 3.2 |  | COP | Typical value
|  | Water cooled chiller |  | 3.6 |  | COP | Typical value
|  | Evaporative cooling |  | 5 |  | COP | Typical value
Pump powers density for chilled water (CHW)
|  | User defined | 0 | 0 | 0 | W/m²
|  | Constant speed |  | 1.2 |  | W/m² | National Calculation Methodology (NCM) modelling guide, 2013
|  | Variable speed with differential sensor across pump |  | 1 |  | W/m² | National Calculation Methodology (NCM) modelling guide, 2013
|  | Variable speed with differential sensor in the system |  | 0.7 |  | W/m² | National Calculation Methodology (NCM) modelling guide, 2013
Lighting tool
Light powers
|  | User defined 1 | 0 | 0 | 0 | W
|  | User defined 2 | 0 | 0 | 0 | W
|  | User defined 3 | 0 | 0 | 0 | W
|  | Tungsten | 100 | 100 | 100 | W | Typical value
|  | Halogen | 87.5 | 87.5 | 87.5 | W | Typical value
|  | Fluorescent | 39 | 39 | 39 | W | Typical value
|  | T5 | 28 | 28 | 28 | W | Typical value
|  | T8 | 32 | 32 | 32 | W | Typical value
|  | T12 | 40 | 40 | 40 | W | Typical value
|  | LED | 19 | 19 | 19 | W | Typical value
Light lives
|  | User defined 1 |  |  |  | Hours
|  | User defined 2 |  |  |  | Hours
|  | User defined 3 |  |  |  | Hours
|  | Tungsten |  | 3000 |  | Hours | Typical value
|  | Halogen |  | 3000 |  | Hours | Typical value
|  | Fluorescent |  | 10000 |  | Hours | Typical value
|  | T5 |  | 10000 |  | Hours | Typical value
|  | T8 |  | 10000 |  | Hours | Typical value
|  | T12 |  | 10000 |  | Hours | Typical value
|  | LED |  | 25000 |  | Hours | Typical value
Lighting control factors
|  | None |  | 1 |  | NA | Non-domestic Building Services Compliance Guide, 2013
|  | Daylight |  | 0.9 |  | NA | Non-domestic Building Services Compliance Guide, 2013
|  | Daylight with dimming |  | 0.85 |  | NA | Non-domestic Building Services Compliance Guide, 2013
|  | None |  | 1 |  | NA | Simplified Building Energy Model (SBEM) Technical Manual, 2014
|  | Auto-on-dimmed |  | 0.95 |  | NA | Simplified Building Energy Model (SBEM) Technical Manual, 2014
|  | Auto-on-off |  | 0.9 |  | NA | Simplified Building Energy Model (SBEM) Technical Manual, 2014
|  | Man-on-dimmed |  | 0.9 |  | NA | Simplified Building Energy Model (SBEM) Technical Manual, 2014
|  | Man-on-auto-off |  | 0.82 |  | NA | Simplified Building Energy Model (SBEM) Technical Manual, 2014
Other
|  | Parasitic power |  | 0.3 |  | W/m2 | National Calculation Methodology (NCM) modelling guide, 2013
|  | Parasitic power |  | 0.03 |  | 3% of installed load | National Calculation Methodology (NCM) modelling guide, 2013
Ventilation tool
Specific fan powers (SFP)
|  | User defined | 0 | 0 | 0 | W/l/s
|  | Central mech vent |  | 1.8 |  | W/l/s | Non-domestic Building Services Compliance Guide, 2013
|  | Central mech vent with HR |  | 2.1 |  | W/l/s | Non-domestic Building Services Compliance Guide, 2013
|  | Local mech vent with HR |  | 1.6 |  | W/l/s | Non-domestic Building Services Compliance Guide, 2013
Demand control coefficient (factors)
|  | None |  | 0 |  | NA | National Calculation Methodology (NCM) modelling guide, 2013
|  | PIR presence detector |  | 0.95 |  | NA | National Calculation Methodology (NCM) modelling guide, 2013
|  | None |  | 0 |  | NA | National Calculation Methodology (NCM) modelling guide, 2013
|  | Enhanced natural ventilation |  | 0.5 |  | NA | National Calculation Methodology (NCM) modelling guide, 2013
General/Global
Carbon intensities of energy sources
|  | User defined |  |  |  | kgCO2e/kWh
|  | Natural gas |  | 0.21 |  | kgCO2e/kWh | DECC/DEFRA
|  | District heating |  | 0.14 |  | kgCO2e/kWh | UCL CA Method
|  | Gas/DH mix |  | 0.14 |  | kgCO2e/kWh | NA
|  | Grid electricity |  | 0.52 |  | kgCO2e/kWh | DECC/DEFRA
Costs of energy sources
|  | User defined |  |  |  | £/kWh
|  | Natural gas |  | 0.04 |  | £/kWh | UCL CA Method
|  | District heating |  | 0.02 |  | £/kWh | UCL CA Method
|  | Gas/DH mix |  | 0.0544 |  | £/kWh | DECC/DEFRA
|  | Grid electricity |  | 0.12 |  | £/kWh | UCL CA Method
|  | CO2e additional costs and taxes |  | 0.1 |  | £/kgCO2e
Dynamics
|  | Discount rate |  | 3.5 |  | % | UCL
|  | User defined cost annual change |  |  |  | %
|  | Natural gas cost annual change |  | 6 |  | % | UCL
|  | District heating cost annual change |  | 6 |  | % | UCL
|  | Gas/DH mix cost annual change |  | 6 |  | % | UCL
|  | Grid electricity cost annual change |  | 10 |  | % | UCL
|  | Capital cost annual change (inflation) |  | 2 |  | %
User defined CO2e annual change
|  | Natural gas CO2e annual change |  | 0
|  | District heating CO2e annual change |  |  |  | %
|  | Gas/DH mix CO2e annual change |  |  |  | %
|  | Grid electricity CO2e annual change |  | -3 |  | % | Estimate
|  | CO2e additional costs and taxes annual change |  | 2 |  | % | Estimate
Other
|  | Space heating degree days (base temp. 15.5C, London) |  | 1557 |  | NA | www.degreedays.net
|  | Ventilation heating degree days (base temp. 21C, London) |  | 3245 |  | NA | www.degreedays.net
Review and update the values used in the tool.
underlying assumptions for advanced users
BETA
© 2016 Expedition Engineering Ltd.
Note on P14: When defining your own energy split please enter a value in all cells. In the case where there is no energy use associated with an item, for example if there is no cooling, please enter 0.
Note on P26: When defining your own energy split please enter a value in all cells. In the case where there is no energy use associated with an item, for example if there is no cooling, please enter 0.
Note on P202: If not included within energy costs above.

## Buildings
No. | Building Name | Post Code | Use | Gross Internal Area (GIA) | Weekly Op Hours | Heat kWh | DH kWh | Electricity kWh | District heating % | Heating carbon kg/kWh | Heating cost £/kWh | Heating space (gas or oil kWh per m²) | Heating water (gas or oil kWh per m²) | Heating space (DH kWh per m²) | Heating water (DH kWh per m²) | Heating space (electricity kWh per m²) | Heating water (electricity kWh per m²) | Cooling (kWh per m²) | Lighting (kWh per m²) | Ventilating (kWh per m²) | Unregulated (kWh per m²) | Admin/support (%) | Labs – chemical sciences (%) | Labs – Engineering – phys sciences (%) | Labs –medical & biosciences (%) | Libraries (%) | Residences (%) | Sports centres (%) | Teaching (%)
203 | 115-117 GOWER ST | WC1E 6AP | R | 703.7 | 168 | 0 | 0 | 36058 | #DIV/0! | #DIV/0! | #DIV/0! | [10 empty] | 0 | 0 | 0 | 0 | 0 | 100 | 0 | 0
86 | 1-19 Torrington Place | WC1E 7HB | T | 17317 | 67 | 0 | 1631455.7765 | 1617464 | 1 | 0.14 | 0.0544 | [10 empty] | 0 | 0 | 0 | 0 | 0 | 0 | 0 | 100
48 | 134-136 Gower Street | WC1E 6BP | T | 1598.5 | 84 | 0 | 111554.0803 | 281874.1468 | 1 | 0.14 | 0.0544 | [10 empty] | 0 | 0 | 0 | 0 | 0 | 0 | 0 | 100
35 | 16-18 Gordon Square | WC1H 0AG | T | 1619.9 | 60 | 106937 | 0 | 191148.2 | 0 | 0.21 | 0.0316 | [10 empty] | 0 | 0 | 0 | 0 | 0 | 0 | 0 | 100
33 | 19 GORDON SQUARE | WC1H 0AW | T | 469.5 | 60 | 57456.5518 | 0 | 68935.3437 | 0 | 0.21 | 0.0316 | [10 empty] | 0 | 0 | 0 | 0 | 0 | 0 | 0 | 100
32 | 20 GORDON SQUARE | WC1H 0AW | T | 568.3 | 60 | 52870.4605 | 0 | 63433.0333 | 0 | 0.21 | 0.0316 | [10 empty] | 0 | 0 | 0 | 0 | 0 | 0 | 0 | 100
30 | 21 GORDON SQUARE | WC1H 0AW | T | 467.3 | 60 | 58503.4558 | 0 | 70191.4003 | 0 | 0.21 | 0.0316 | [10 empty] | 0 | 0 | 0 | 0 | 0 | 0 | 0 | 100
29 | 22 GORDON SQUARE | WC1H 0AG | T | 502.5 | 60 | 51120.7906 | 0 | 61333.8106 | 0 | 0.21 | 0.0316 | [10 empty] | 0 | 0 | 0 | 0 | 0 | 0 | 0 | 100
150 | 222 Euston Road | NW1 2DA | T | 2143.2 | 84 | 213278 | 0 | 266206.3 | 0 | 0.21 | 0.0316 | [10 empty] | 0 | 0 | 0 | 0 | 0 | 0 | 0 | 100
28 | 23 GORDON SQUARE | WC1H 0AG | T | 488.3 | 60 | 43776.1617 | 0 | 52521.8562 | 0 | 0.21 | 0.0316 | [10 empty] | 0 | 0 | 0 | 0 | 0 | 0 | 0 | 100
95 | 23 Gower Place | WC1E 6BN | T | 292.3 | 60 | 36245.2 | 0 | 30106.9 | 0 | 0.21 | 0.0316 | [10 empty] | 0 | 0 | 0 | 0 | 0 | 0 | 0 | 100
26 | 24 GORDON SQUARE | WC1H 0AG | T | 497.1 | 60 | 53594.9615 | 0 | 64302.2766 | 0 | 0.21 | 0.0316 | [10 empty] | 0 | 0 | 0 | 0 | 0 | 0 | 0 | 100
25 | 25 GORDON SQUARE | WC1H 0AG | T | 503.2 | 60 | 36645.2606 | 0 | 43966.3285 | 0 | 0.21 | 0.0316 | [10 empty] | 0 | 0 | 0 | 0 | 0 | 0 | 0 | 100
2 | 25 Gordon Street | WC1H 0AY | S | 5174.1 | 95 | 0 | 281642 | 342206.3294 | 1 | 0.14 | 0.0544 | [10 empty] | 0 | 0 | 0 | 0 | 0 | 0 | 100 | 0
85 | 26 Bedford Way | WC1H 0DS | LM/T | 8218.5 | 67 | 546598 | 711131.2757 | 1338512.0813 | 0.56541 | 0.17042 | 0.044491 | [10 empty] | 0 | 0 | 0 | 50 | 0 | 0 | 0 | 50
24 | 26 GORDON SQUARE | WC1H 0AG | T | 535.8 | 60 | 42584.3575 | 0 | 51091.9509 | 0 | 0.21 | 0.0316 | [10 empty] | 0 | 0 | 0 | 0 | 0 | 0 | 0 | 100
149 | 33 Bedford Place | WC1B 5JU | T | 568.4 | 50 | 48351 | 0 | 39620 | 0 | 0.21 | 0.0316 | [10 empty] | 0 | 0 | 0 | 0 | 0 | 0 | 0 | 100
116 | 48 GORDON SQUARE | WC1H 0PJ | T | 491.8 | 60 | 81638.8 | 0 | 3858 | 0 | 0.21 | 0.0316 | [10 empty] | 0 | 0 | 0 | 0 | 0 | 0 | 0 | 100
371 | 49-51 Gordon Square | WC1H 0PN | A | 1653.5 | 67 | 198874 | 0 | 116497 | 0 | 0.21 | 0.0316 | [10 empty] | 100 | 0 | 0 | 0 | 0 | 0 | 0 | 0
87 | 66-72 Gower Street | WC1E 6AA | T | 2135.3 | 168 | 73219 | 0 | 347395.4 | 0 | 0.21 | 0.0316 | [10 empty] | 0 | 0 | 0 | 0 | 0 | 0 | 0 | 100
148 | 69 Wilson St. | EC2A 2BB | A | 855.5 | 50 | 0 | 0 | 107091 | #DIV/0! | #DIV/0! | #DIV/0! | [10 empty] | 100 | 0 | 0 | 0 | 0 | 0 | 0 | 0
80 | 93-97 Gower Street | WC1E 6AD | R | 1367.9 | 168 | 95293 | 0 | 135883 | 0 | 0.21 | 0.0316 | [10 empty] | 0 | 0 | 0 | 0 | 0 | 100 | 0 | 0
244 | Alexandra House | WC1N 3AZ | T | 2419.5 | 67 | 202381 | 0 | 195028.7 | 0 | 0.21 | 0.0316 | [10 empty] | 0 | 0 | 0 | 0 | 0 | 0 | 0 | 100
125 | Andrew Huxley Building | WC1E 6BT | LM | 1509.5 | 168 | 0 | 257457.3558 | 551287.5 | 1 | 0.14 | 0.0544 | [10 empty] | 0 | 0 | 0 | 100 | 0 | 0 | 0 | 0
66 | Anne Stephenson House | NW1 9HZ | R | 2181.4 | 168 | 433676.1484 | 0 | 66456.6964 | 0 | 0.21 | 0.0316 | [10 empty] | 0 | 0 | 0 | 0 | 0 | 100 | 0 | 0
207 | Arthur Tattersall House | WC1E 6AT | R | 3003.9 | 168 | 536902 | 0 | 197178 | 0 | 0.21 | 0.0316 | [10 empty] | 0 | 0 | 0 | 0 | 0 | 100 | 0 | 0
232 | Ashton Building (IOO) | EC1V 9EL | LM | 3459.6 | 168 | 3295815 | 0 | 3413245.9 | 0 | 0.21 | 0.0316 | [10 empty] | 0 | 0 | 0 | 100 | 0 | 0 | 0 | 0
251 | Astor College U C L | W1T 4QB | R | 6674.7 | 168 | 74562.625 | 0 | 508238 | 0 | 0.21 | 0.0316 | [10 empty] | 0 | 0 | 0 | 0 | 0 | 100 | 0 | 0
305 | Belnor House | SS11 8YW | LIB | 5390 | 40 | 316083 | 0 | 117032 | 0 | 0.21 | 0.0316 | [10 empty] | 0 | 0 | 0 | 0 | 100 | 0 | 0 | 0
56 | Bentham House | WC1H 0EG | T | 3220.6 | 68 | 564016 | 0 | 461635.6 | 0 | 0.21 | 0.0316 | [10 empty] | 0 | 0 | 0 | 0 | 0 | 0 | 0 | 100
291 | Bernard Johnson House | N2 9EX | R | 1127.8 | 168 | 368213 | 0 | 79878 | 0 | 0.21 | 0.0316 | [10 empty] | 0 | 0 | 0 | 0 | 0 | 100 | 0 | 0
50 | Bernard Katz Building | WC1E 6BT | LE | 5493.2 | 168 | 0 | 169900 | 906425 | 1 | 0.14 | 0.0544 | [10 empty] | 0 | 0 | 100 | 0 | 0 | 0 | 0 | 0
400 | Bidborough House | WC1H 9BT | T | 5991.8 | 50 | 584548 | 0 | 961024.2 | 0 | 0.21 | 0.0316 | [10 empty] | 100 | 0 | 0 | 0 | 0 | 0 | 0 | 0
402 | BOSTON HOUSE | W1T 6EY | T | 695.2 | 60 | 0 | 0 | 0 | #DIV/0! | #DIV/0! | #DIV/0! | [10 empty] | 0 | 0 | 0 | 0 | 0 | 0 | 0 | 100
65 | BUNGALOWS, 109 CAMDEN ROAD | NW1 9HZ | R | 229 | 168 | 72610 | 0 | 9925 | 0 | 0.21 | 0.0316 | [10 empty] | 0 | 0 | 0 | 0 | 0 | 100 | 0 | 0
156 | Camley Street | N1C 4PF | A | 1439.6 | 60 | 198664.8 | 0 | 171312.4 | 0 | 0.21 | 0.0316 | [10 empty] | 100 | 0 | 0 | 0 | 0 | 0 | 0 | 0
54 | Campbell House East | WC1H 0BX | R | 3554.2 | 168 | 433875 | 0 | 165051 | 0 | 0.21 | 0.0316 | [10 empty] | 0 | 0 | 0 | 0 | 0 | 100 | 0 | 0
73 | Campbell House West | WC1H 0BW | R | 2437.8 | 168 | 0 | 387287.0248 | 200963 | 1 | 0.14 | 0.0544 | [10 empty] | 0 | 0 | 0 | 0 | 0 | 100 | 0 | 0
352 | Cancer Research UK & U C L Trials Centre 90TCR | W1T 4TJ | T | 1534.5 | 67 | 254727 | 0 | 299492.345 | 0 | 0.21 | 0.0316 | [10 empty] | 0 | 0 | 0 | 0 | 0 | 0 | 0 | 100
9 | Central Collegiate Building | WC1H 0AH | T | 6807.2 | 119 | 0 | 237309.7441 | 443555.6667 | 1 | 0.14 | 0.0544 | [10 empty] | 40 | 0 | 0 | 0 | 0 | 0 | 60 | 0
388 | Central House | WC1H 0NN | T | 5664.8 | 67 | 245294 | 0 | 713584.1 | 0 | 0.21 | 0.0316 | [10 empty] | 0 | 0 | 0 | 0 | 0 | 0 | 0 | 100
13 | Chadwick Building | WC1E 6BT | LE | 4970.4 | 168 | 0 | 550000 | 656061 | 1 | 0.14 | 0.0544 | [10 empty] | 0 | 0 | 100 | 0 | 0 | 0 | 0 | 0
235 | Chandler House | WC1N 1PF | T | 4047.1 | 84 | 239313 | 0 | 310898.9 | 0 | 0.21 | 0.0316 | [10 empty] | 0 | 0 | 0 | 0 | 0 | 0 | 0 | 100
380 | CHAPEL PLACE,1-2 PORTSLADE BRIGHT | BN41 1DR | T | 611.2 | 60 | 80068 | 0 | 32011 | 0 | 0.21 | 0.0316 | [10 empty] | 0 | 0 | 0 | 0 | 0 | 0 | 0 | 100
257 | Charles Bell House | W1W 7EJ | LM | 3603.1 | 168 | 348529 | 0 | 345155.5 | 0 | 0.21 | 0.0316 | [10 empty] | 0 | 0 | 0 | 100 | 0 | 0 | 0 | 0
204 | Chenies Mews | WC1E 6HX | LM | 1874.5 | 84 | 0 | 355284.3342 | 250335.8 | 1 | 0.14 | 0.0544 | [10 empty] | 0 | 0 | 0 | 100 | 0 | 0 | 0 | 0
67 | Christopher Ingold Building | WC1H 0AJ | LC | 13049.8 | 168 | 0 | 3196275.9091 | 4165668.3 | 1 | 0.14 | 0.0544 | [10 empty] | 0 | 100 | 0 | 0 | 0 | 0 | 0 | 0
212 | Cruciform Building | WC1E 6BT | LM | 16582.8 | 168 | 345 | 2480187.4205 | 4975331.5 | 0.99986 | 0.14001 | 0.054397 | [10 empty] | 0 | 0 | 0 | 100 | 0 | 0 | 0 | 0
44 | Darwin Building | WC1E 6BT | LM | 10512 | 168 | 4945 | 900338.3653 | 3089918.3631 | 0.99454 | 0.14038 | 0.054275 | [10 empty] | 0 | 0 | 0 | 100 | 0 | 0 | 0 | 0
64 | Denys Holland House | NW1 9HZ | R | 1838.6 | 168 | 365525.3353 | 0 | 56012.4668 | 0 | 0.21 | 0.0316 | [10 empty] | 0 | 0 | 0 | 0 | 0 | 100 | 0 | 0
42 | DMS Watson Building | WC1E 6BT | T | 5530.5 | 25 | 0 | 450123.6443 | 500075 | 1 | 0.14 | 0.0544 | [10 empty] | 0 | 0 | 0 | 0 | 0 | 0 | 0 | 100
107 | Drayton House | WC1H 0AX | T | 3095.9 | 67 | 500000 | 0 | 92387 | 0 | 0.21 | 0.0316 | [10 empty] | 0 | 0 | 0 | 0 | 0 | 0 | 0 | 100
401 | EAR INSTITUTE - WICKLOW STREET 75 | WC1X 9JY | LM | 662.8 | 168 | 54399 | 0 | 49186 | 0 | 0.21 | 0.0316 | [10 empty] | 0 | 0 | 0 | 100 | 0 | 0 | 0 | 0
280 | EAR INSTITUTE- GRAYS INN RD 334-336 | WC1X 8EE | T | 573.1 | 60 | 0 | 0 | 0 | #DIV/0! | #DIV/0! | #DIV/0! | [10 empty] | 0 | 0 | 0 | 0 | 0 | 0 | 0 | 100
347 | Eastman Dental Institute 123 GIR | WC1X 8TU | LM | 1699.4 | 168 | 116049 | 0 | 218135.6 | 0 | 0.21 | 0.0316 | [10 empty] | 0 | 0 | 0 | 100 | 0 | 0 | 0 | 0
245 | Eastman Dental Institute 256 GIR | WC1X 8LD | LM | 5025.3 | 168 | 1030878.08 | 0 | 648382.016 | 0 | 0.21 | 0.0316 | [10 empty] | 0 | 0 | 0 | 100 | 0 | 0 | 0 | 0
41 | Egyptology | WC1E 6BT | LIB | 1565.3 | 50 | 0 | 725030.527 | 297638.5808 | 1 | 0.14 | 0.0544 | [10 empty] | 0 | 0 | 0 | 0 | 100 | 0 | 0 | 0
365 | Engineering Front Building | WC1E 7JE | T | 1794.9 | 168 | 0 | 136332.4745 | 465997.2502 | 1 | 0.14 | 0.0544 | [10 empty] | 0 | 0 | 0 | 0 | 0 | 0 | 0 | 100
40 | Foster Court | WC1E 6BT | T | 5957.6 | 68 | 0 | 485700 | 457024.9008 | 1 | 0.14 | 0.0544 | [10 empty] | 0 | 0 | 0 | 0 | 0 | 0 | 0 | 100
351 | Francis Gardener House | WC1X 0HD | R | 5597.2 | 168 | 775981 | 0 | 305183 | 0 | 0.21 | 0.0316 | [10 empty] | 0 | 0 | 0 | 0 | 0 | 100 | 0 | 0
373 | Goldsmid House (Wilton Plaza) | SW1V 1HU | R | 4364.1 | 168 | 512449 | 0 | 159334 | 0 | 0.21 | 0.0316 | [10 empty] | 0 | 0 | 0 | 0 | 0 | 100 | 0 | 0
88 | Gordon House | WC1H 0PP | T | 1381.4 | 67 | 0 | 79253.271 | 124306 | 1 | 0.14 | 0.0544 | [10 empty] | 0 | 0 | 0 | 0 | 0 | 0 | 0 | 100
264 | GRAYS INN ROAD, 330 - RNTNEH | WC1X 8DA | LM | 775.8 | 168 | 0 | 0 | 5771 | #DIV/0! | #DIV/0! | #DIV/0! | [10 empty] | 0 | 0 | 0 | 100 | 0 | 0 | 0 | 0
198 | HATTER INSTITUTE | WC1E 6HX | LM | 1793.4 | 168 | 0 | 0 | 279770.4 | #DIV/0! | #DIV/0! | #DIV/0! | [10 empty] | 0 | 0 | 0 | 100 | 0 | 0 | 0 | 0
96 | Hawkridge | NW5 4SA | R | 6811.1 | 168 | 800000 | 0 | 689708.74 | 0 | 0.21 | 0.0316 | [10 empty] | 0 | 0 | 0 | 0 | 0 | 100 | 0 | 0
345 | HAWKRIDGE ADMINISTRATION BUILDING | NW5 4SA | R | 111.8 | 168 | 0 | 0 | 0 | #DIV/0! | #DIV/0! | #DIV/0! | [10 empty] | 0 | 0 | 0 | 0 | 0 | 100 | 0 | 0
344 | HAWKRIDGE ANNEX | NW5 4SA | R | 553.3 | 168 | 0 | 0 | 0 | #DIV/0! | #DIV/0! | #DIV/0! | [10 empty] | 0 | 0 | 0 | 0 | 0 | 100 | 0 | 0
100 | HEALTH CENTRE | WC1E 6BN | T | 727.1 | 84 | 0 | 82525.85 | 82525.85 | 1 | 0.14 | 0.0544 | [10 empty] | 0 | 0 | 0 | 0 | 0 | 0 | 0 | 100
36 | Henry Morley | WC1E 6BT | T | 534.1 | 60 | 0 | 53140 | 48348 | 1 | 0.14 | 0.0544 | [10 empty] | 0 | 0 | 0 | 0 | 0 | 0 | 0 | 100
124 | Ian Baker House | W1T 5BD | R | 2406.9 | 168 | 0 | 0 | 166000 | #DIV/0! | #DIV/0! | #DIV/0! | [10 empty] | 0 | 0 | 0 | 0 | 0 | 100 | 0 | 0
237 | ICH - Main Building | WC1N 1EH | LM | 6604.7 | 168 | 3563432 | 0 | 4133308.9 | 0 | 0.21 | 0.0316 | [10 empty] | 0 | 0 | 0 | 100 | 0 | 0 | 0 | 0
239 | ICH - PHILIP ULLMAN WING | WC1N 1EH | LM | 3583.4 | 168 | 0 | 0 | 0 | #DIV/0! | #DIV/0! | #DIV/0! | [10 empty] | 0 | 0 | 0 | 100 | 0 | 0 | 0 | 0
238 | ICH - WELLCOME TRUST BUILDING | WC1N 1EH | T | 2998.9 | 60 | 0 | 0 | 0 | #DIV/0! | #DIV/0! | #DIV/0! | [10 empty] | 0 | 0 | 0 | 0 | 0 | 0 | 0 | 100
69 | Ifor Evans Halls | NW1 9HZ | R | 6555.1 | 168 | 1303195.4343 | 0 | 810185.6685 | 0 | 0.21 | 0.0316 | [10 empty] | 0 | 0 | 0 | 0 | 0 | 100 | 0 | 0
246 | INST NEUROLOGY - 12 QUEEN SQUARE | WC1N 3AR | T | 1880.4 | 67 | 375559 | 0 | 1001721.6 | 0 | 0.21 | 0.0316 | [10 empty] | 0 | 0 | 0 | 0 | 0 | 0 | 0 | 100
243 | INST NEUROLOGY - 23 QUEEN SQUARE | WC1N 3RX | T | 604.3 | 60 | 0 | 0 | 341250 | #DIV/0! | #DIV/0! | #DIV/0! | [10 empty] | 0 | 0 | 0 | 0 | 0 | 0 | 0 | 100
378 | INST NEUROLOGY - 33 QUEEN SQUARE | WC1N 3BG | LM | 1622.4 | 168 | 0 | 0 | 726250 | #DIV/0! | #DIV/0! | #DIV/0! | [10 empty] | 0 | 0 | 0 | 100 | 0 | 0 | 0 | 0
247 | INST NEUROLOGY - 8/11 QUEEN SQUARE | WC1N 3AR | T | 1008.1 | 60 | 0 | 0 | 306250 | #DIV/0! | #DIV/0! | #DIV/0! | [10 empty] | 0 | 0 | 0 | 0 | 0 | 0 | 0 | 100
234 | INST OF OPHTHALM - CAYTON ST, 17-25 | EC1V 9EH | LM | 1718.9 | 168 | 0 | 0 | 0 | #DIV/0! | #DIV/0! | #DIV/0! | [10 empty] | 0 | 0 | 0 | 100 | 0 | 0 | 0 | 0
366 | INST OF OPHTHALM - PHASE 6A BATH ST | EC1V 9EL | LM | 2433.6 | 168 | 0 | 0 | 0 | #DIV/0! | #DIV/0! | #DIV/0! | [10 empty] | 0 | 0 | 0 | 100 | 0 | 0 | 0 | 0
367 | INST OF OPHTHALM - PHASE 6B BATH ST | EC1V 9EL | LM | 1789.5 | 168 | 0 | 0 | 0 | #DIV/0! | #DIV/0! | #DIV/0! | [10 empty] | 0 | 0 | 0 | 100 | 0 | 0 | 0 | 0
231 | INST OF OPHTHALM - WOLFSON BLDG | EC1V 9EJ | T | 476.6 | 60 | 0 | 0 | 49089.8 | #DIV/0! | #DIV/0! | #DIV/0! | [10 empty] | 0 | 0 | 0 | 0 | 0 | 0 | 0 | 100
415 | INST OF ORTH - BIOMEDICAL ENG HUB | HA7 4LP | LM | 953 | 168 | 182976 | 0 |  | 0 | 0.21 | 0.0316 | [10 empty] | 0 | 0 | 0 | 100 | 0 | 0 | 0 | 0
90 | Institute of Archaeology | WC1H 0PY | T | 8340.3 | 168 | 0 | 489169.162 | 740102.2 | 1 | 0.14 | 0.0544 | [10 empty] | 0 | 0 | 0 | 0 | 0 | 0 | 0 | 100
348 | Institute of Laryngology & Otology | WC1X 8EE | LM | 2213.1 | 67 | 728094 | 0 | 1049719.8 | 0 | 0.21 | 0.0316 | [10 empty] | 0 | 0 | 0 | 100 | 0 | 0 | 0 | 0
236 | Institute of Neurology - 1 Wakefield St | WC1N 1PJ | LM | 2982.5 | 168 | 1783914 | 0 | 1396568 | 0 | 0.21 | 0.0316 | [10 empty] | 0 | 0 | 0 | 100 | 0 | 0 | 0 | 0
267 | Institute of Orthopaedics and Musculoskeletal Science (IOMS) | HA7 4LP | LM | 1538.2 | 168 | 389920 | 0 | 219101 | 0 | 0.21 | 0.0316 | [10 empty] | 0 | 0 | 0 | 100 | 0 | 0 | 0 | 0
162 | IOE - BEDFORD WAY, 20 | WC1H 0AL | T | 29176.6 | 84 | 8818 | 2841103.5954 | 3111160 | 0.99691 | 0.14022 | 0.054329 | [10 empty] | 0 | 0 | 0 | 0 | 0 | 0 | 0 | 100
176 | IOE - EMERALD STREET,23-29 | WC1N 3QS | T | 1481.2 | 60 | 90880 | 0 | 125819.4 | 0 | 0.21 | 0.0316 | [10 empty] | 0 | 0 | 0 | 0 | 0 | 0 | 0 | 100
84 | IOE - ENDSLEIGH GARDENS, 9-11 | WC1H 0EH | R | 2028.7 | 168 | 292960 | 0 | 143951 | 0 | 0.21 | 0.0316 | [10 empty] | 0 | 0 | 0 | 0 | 0 | 100 | 0 | 0
174 | IOE - ENDSLEIGH STREET,14 | WC1H 0DH | T | 442.3 | 60 | 0 | 0 | 0 | 0 | 0.21 | 0.0316 | [10 empty] | 0 | 0 | 0 | 0 | 0 | 0 | 0 | 100
394 | IOE - GORDON SQUARE, 55-59 | WC1H 0NU | T | 2354.1 | 60 | 0 | 285060 | 143192 | 1 | 0.14 | 0.0544 | [10 empty] | 0 | 0 | 0 | 0 | 0 | 0 | 0 | 100
175 | IOE - JOHN ADAMS HALL | WC1H 0DP | R | 4718.7 | 168 | 973677 | 0 | 245083.4 | 0 | 0.21 | 0.0316 | [10 empty] | 0 | 0 | 0 | 0 | 0 | 100 | 0 | 0
163 | IOE - WOBURN SQUARE,10 | WC1H 0NS | T | 335.4 | 60 | 7371 | 0 | 14471 | 0 | 0.21 | 0.0316 | [10 empty] | 0 | 0 | 0 | 0 | 0 | 0 | 0 | 100
164 | IOE - WOBURN SQUARE,11 | WC1H 0NS | T | 359.1 | 69 | 41417 | 0 | 29753 | 0 | 0.21 | 0.0316 | [10 empty] | 0 | 0 | 0 | 0 | 0 | 0 | 0 | 100
165 | IOE - WOBURN SQUARE,12 | WC1H 0NS | R | 319.5 | 168 | 13500 | 0 | 20612 | 0 | 0.21 | 0.0316 | [10 empty] | 0 | 0 | 0 | 0 | 0 | 100 | 0 | 0
166 | IOE - WOBURN SQUARE,13 | WC1H 0NS | T | 320.2 | 60 | 0 | 0 | 10652 | #DIV/0! | #DIV/0! | #DIV/0! | [10 empty] | 0 | 0 | 0 | 0 | 0 | 0 | 0 | 100
167 | IOE - WOBURN SQUARE,14 | WC1H 0NS | R | 322.1 | 168 | 30998 | 0 | 5755 | 0 | 0.21 | 0.0316 | [10 empty] | 0 | 0 | 0 | 0 | 0 | 100 | 0 | 0
168 | IOE - WOBURN SQUARE,15 | WC1H 0NS | T | 350.3 | 60 | 46551 | 0 | 15251 | 0 | 0.21 | 0.0316 | [10 empty] | 0 | 0 | 0 | 0 | 0 | 0 | 0 | 100
169 | IOE - WOBURN SQUARE,16 | WC1H 0NS | T | 328.4 | 60 | 6817 | 0 | 0 | 0 | 0.21 | 0.0316 | [10 empty] | 0 | 0 | 0 | 0 | 0 | 0 | 0 | 100
170 | IOE - WOBURN SQUARE,17 | WC1H 0NS | R | 362 | 168 | 6537 | 0 | 23815 | 0 | 0.21 | 0.0316 | [10 empty] | 0 | 0 | 0 | 0 | 0 | 100 | 0 | 0
171 | IOE - WOBURN SQUARE,18 | WC1H 0NR | T | 353.4 | 60 | 0 | 0 | 160513.0938 |  | 0.21 | 0.0316 | [10 empty] | 0 | 0 | 0 | 0 | 0 | 0 | 0 | 100
172 | IOE - WOBURN SQUARE,24-26 | WC1H 0AA | T | 1060.6 | 60 | 321403 | 0 | 72714.9 | 0 | 0.21 | 0.0316 | [10 empty] | 0 | 0 | 0 | 0 | 0 | 0 | 0 | 100
173 | IOE - WOBURN SQUARE,27-28 | WC1H 0AA | T | 742.6 | 60 | 321403 | 0 | 72714.9 | 0 | 0.21 | 0.0316 | [10 empty] | 0 | 0 | 0 | 0 | 0 | 0 | 0 | 100
106 | James Light Hill House Halls of Residence | WC1X 9EN | R | 4957.5 | 168 | 263349 | 0 | 584014 | 0 | 0.21 | 0.0316 | [10 empty] | 0 | 0 | 0 | 0 | 0 | 100 | 0 | 0
379 | JAMES LIGHTHILL LODGE | WC1X 9EN | R | 549 | 168 | 0 | 0 | 0 | #DIV/0! | #DIV/0! | #DIV/0! | [10 empty] | 0 | 0 | 0 | 0 | 0 | 100 | 0 | 0
105 | John Dodgson House | WC1H 9BL | R | 6427.5 | 168 | 833594 | 0 | 494143 | 0 | 0.21 | 0.0316 | [10 empty] | 0 | 0 | 0 | 0 | 0 | 100 | 0 | 0
79 | JOHN TOVELL HOUSE, GOWER ST, 89 | WC1E 6AA | R | 440.8 | 168 | 98652 | 0 | 15979 | 0 | 0.21 | 0.0316 | [10 empty] | 0 | 0 | 0 | 0 | 0 | 100 | 0 | 0
1 | Kathleen Lonsdale Building | WC1E 6BT | LE | 8236.2 | 168 | 1196692 | 2043210.5506 | 2475855.8333 | 0.63064 | 0.16586 | 0.045979 | [10 empty] | 0 | 0 | 100 | 0 | 0 | 0 | 0 | 0
7 | London Centre For Nanotechnology | WC1H 0AH | LE | 2784.9 | 168 | 0 | 2500000 | 2296828.078 | 1 | 0.14 | 0.0544 | [10 empty] | 0 | 0 | 100 | 0 | 0 | 0 | 0 | 0
350 | Malet Place Engineering Building | WC1E 6BT | LE/T | 9537.4 | 168 | 0 | 1048136.6483 | 3235633.6151 | 1 | 0.14 | 0.0544 | [10 empty] | 0 | 0 | 60 | 0 | 0 | 0 | 0 | 40
46 | MALET PLACE, 1-4 | WC1E 7JG | T | 907.6 | 60 | 0 | 80845 | 93482.8 | 1 | 0.14 | 0.0544 | [10 empty] | 0 | 0 | 0 | 0 | 0 | 0 | 0 | 100
387 | Maple House | W1T 7DN | A | 3540.6 | 50 | 587739.6 | 0 | 175919.2 | 0 | 0.21 | 0.0316 | [10 empty] | 100 | 0 | 0 | 0 | 0 | 0 | 0 | 0
70 | Max Rayne House | NW1 9HZ | R | 6429.8 | 168 | 1278285 | 0 | 195883.8521 | 0 | 0.21 | 0.0316 | [10 empty] | 0 | 0 | 0 | 0 | 0 | 100 | 0 | 0
37 | Medawar Building | WC1E 6BT | LM | 3183.2 | 168 | 113088 | 1245597.9705 | 796863.6186 | 0.91677 | 0.14583 | 0.052502 | [10 empty] | 0 | 0 | 0 | 100 | 0 | 0 | 0 | 0
374 | Medical School Administration Building | WC1E 6AU | T | 3695.7 | 67 | 0 | 240000 | 740804.7 | 1 | 0.14 | 0.0544 | [10 empty] | 0 | 0 | 0 | 0 | 0 | 0 | 0 | 100
16 | Medical Sciences And Anatomy | WC1E 6BT | LM | 12135.7 | 168 | 184519 | 1092530.1719 | 2512058.5466 | 0.85551 | 0.15011 | 0.051106 | [10 empty] | 0 | 0 | 0 | 100 | 0 | 0 | 0 | 0
122 | MILL HILL - FRY OBSERVATORY | NW7 2QS | T | 138.8 | 60 | 0 | 0 | 14296.4 | #DIV/0! | #DIV/0! | #DIV/0! | [10 empty] | 0 | 0 | 0 | 0 | 0 | 0 | 0 | 100
121 | MILL HILL - RADCLIFFE OBSERVATORY | NW7 2QS | LE | 518.7 | 60 | 0 | 0 | 205923.9 | #DIV/0! | #DIV/0! | #DIV/0! | [10 empty] | 0 | 0 | 100 | 0 | 0 | 0 | 0 | 0
120 | MILL HILL - WILSON OBSERVATORY | NW7 2QS | LE | 105.5 | 60 | 55133 | 0 | 81362 | 0 | 0.21 | 0.0316 | [10 empty] | 0 | 0 | 100 | 0 | 0 | 0 | 0 | 0
53 | MRC Building | WC1E 6BT | LM | 2948.8 | 168 | 995083 | 0 | 582595 | 0 | 0.21 | 0.0316 | [10 empty] | 0 | 0 | 0 | 100 | 0 | 0 | 0 | 0
110 | MSSL Main building | RH5 6NT | LE | 2043 | 168 | 665227.7552 | 0 | 1506672.6 | 0 | 0.21 | 0.0316 | [10 empty] | 0 | 0 | 100 | 0 | 0 | 0 | 0 | 0
307 | National Hospital ION 7 QS | WC1N 3AR | T | 879.9 | 67 | 0 | 0 | 114805 | #DIV/0! | #DIV/0! | #DIV/0! | [10 empty] | 0 | 0 | 0 | 0 | 0 | 0 | 0 | 100
355 | Neil Sharpe House | NW1 9HZ | R | 1394.8 | 168 | 277295.082 | 0 | 42492.3161 | 0 | 0.21 | 0.0316 | [10 empty] | 0 | 0 | 0 | 0 | 0 | 100 | 0 | 0
356 | NETWORK BUILDING | WC1T 4TP | A | 830.8 | 60 | 0 | 0 | 0 | #DIV/0! | #DIV/0! | #DIV/0! | [10 empty] | 100 | 0 | 0 | 0 | 0 | 0 | 0 | 0
395 | New Hall | N7 9GU | R | 12668.6 | 168 | 1658188 | 0 | 747555 | 0 | 0.21 | 0.0316 | [10 empty] | 0 | 0 | 0 | 0 | 0 | 100 | 0 | 0
4 | North Wing | WC1E 6BT | T | 4310.9 | 97 | 1081 | 800000 | 245379.5 | 0.99865 | 0.14009 | 0.054369 | [10 empty] | 0 | 0 | 0 | 0 | 0 | 0 | 0 | 100
354 | ORMOND HOUSE | WC1N 3JD | T | 94.3 | 60 | 0 | 0 | 6319 | #DIV/0! | #DIV/0! | #DIV/0! | [10 empty] | 0 | 0 | 0 | 0 | 0 | 0 | 0 | 100
200 | Paul O'Gorman Building | WC1E 6DD | LM | 9397.5 | 168 | 0 | 2610476.0511 | 4524010.2 | 1 | 0.14 | 0.0544 | [10 empty] | 0 | 0 | 0 | 100 | 0 | 0 | 0 | 0
3 | PEARSON BUILDING | WC1E 6BT | T | 4620.9 | 168 | 0 | 440000 | 487221.7708 | 1 | 0.14 | 0.0544 | [10 empty] | 0 | 0 | 0 | 0 | 0 | 0 | 0 | 100
6 | Physics Building | WC1E 6BT | LE | 7030.4 | 168 | 93082 | 305639 | 2349345.6746 | 0.76655 | 0.15634 | 0.049077 | [10 empty] | 0 | 0 | 100 | 0 | 0 | 0 | 0 | 0
209 | Prankerd House | NW1 2NJ | R | 1292.3 | 168 | 372022 | 0 | 98292 | 0 | 0.21 | 0.0316 | [10 empty] | 0 | 0 | 0 | 0 | 0 | 100 | 0 | 0
242 | Queen Square House National Hospital for Neurology & Neurosurgery | WC1N 3RX | LM | 10590.6 | 168 | 1837121 | 0 | 3203554.13 | 0 | 0.21 | 0.0316 | [10 empty] | 0 | 0 | 0 | 100 | 0 | 0 | 0 | 0
55 | Ramsay Hall | W1P 5GB | R | 9956.5 | 168 | 1686709 | 0 | 921564 | 0 | 0.21 | 0.0316 | [10 empty] | 0 | 0 | 0 | 0 | 0 | 100 | 0 | 0
78 | RAMSAY HALL (ROME) | W1P 5LH | R | 1072.3 | 168 | 118483 | 0 | 85784 | 0 | 0.21 | 0.0316 | [10 empty] | 0 | 0 | 0 | 0 | 0 | 100 | 0 | 0
202 | Rayne Institute | WC1E 6JJ | LM | 5945.9 | 168 | 0 | 537908.0489 | 1888561.3 | 1 | 0.14 | 0.0544 | [10 empty] | 0 | 0 | 0 | 100 | 0 | 0 | 0 | 0
358 | RECEPTION BUILDING-IFOR EVANS SITE | NW1 9HZ | R | 198.3 | 168 | 0 | 0 | 0 | #DIV/0! | #DIV/0! | #DIV/0! | [10 empty] | 0 | 0 | 0 | 0 | 0 | 100 | 0 | 0
45 | Roberts Building | WC1E 7JE | LE | 13709.2 | 168 | 0 | 1226992.2708 | 4002773.468 | 1 | 0.14 | 0.0544 | [10 empty] | 0 | 0 | 100 | 0 | 0 | 0 | 0 | 0
201 | Rockefeller Building | WC1E 6DE | LM | 7687.9 | 168 | 3348 | 387367.934 | 1828985.1 | 0.99143 | 0.1406 | 0.054205 | [10 empty] | 0 | 0 | 0 | 100 | 0 | 0 | 0 | 0
281 | Royal Free Hospital | NW3 2PF | LM | 36789 | 168 | 7232455.3325 | 5000000 | 2871944.8478 | 0.40875 | 0.18139 | 0.040919 | [10 empty] | 0 | 0 | 0 | 100 | 0 | 0 | 0 | 0
117 | Rubin Building | WC1H 9EZ | T | 1354.7 | 60 | 185422 | 0 | 80200 | 0 | 0.21 | 0.0316 | [10 empty] | 0 | 0 | 0 | 0 | 0 | 0 | 0 | 100
403 | RUSSELL SQUARE HOUSE | WC1B 5EH | T | 1561.1 | 60 | 0 | 0 | 0 | #DIV/0! | #DIV/0! | #DIV/0! | [10 empty] | 0 | 0 | 0 | 0 | 0 | 0 | 0 | 100
104 | Schafer House | NW1 3HZ | R | 8417.9 | 168 | 1318466 | 0 | 415497 | 0 | 0.21 | 0.0316 | [10 empty] | 0 | 0 | 0 | 0 | 0 | 100 | 0 | 0
131 | SCHOOL OF PHARMACY | WC1N 1AX | LC | 15079 | 168 | 3388545 | 0 | 3241268.6 | 0 | 0.21 | 0.0316 | [10 empty] | 0 | 100 | 0 | 0 | 0 | 0 | 0 | 0
94 | SLADE SCHOOL - WOBURN SQUARE | WC1H 0AB | T | 994.5 | 60 | 0 | 112240 | 191786 | 1 | 0.14 | 0.0544 | [10 empty] | 0 | 0 | 0 | 0 | 0 | 0 | 0 | 100
12 | South Wing | WC1E 6BT | T | 4149.6 | 60 | 0 | 490000 | 432374 | 1 | 0.14 | 0.0544 | [10 empty] | 0 | 0 | 0 | 0 | 0 | 0 | 0 | 100
126 | SSEES | WC1H 0BW | T | 3960.6 | 105 | 0 | 474933.6348 | 321030.8 | 1 | 0.14 | 0.0544 | [10 empty] | 0 | 0 | 0 | 0 | 0 | 0 | 0 | 100
399 | TAVISTOCK SQUARE, 31 | WC1H 9EZ | T | 587.1 | 60 | 0 | 0 | 37457 | #DIV/0! | #DIV/0! | #DIV/0! | [10 empty] | 0 | 0 | 0 | 0 | 0 | 0 | 0 | 100
377 | TAVISTOCK SQUARE, 34 | WC1H 9EZ | T | 542.8 | 60 | 104272 | 0 | 28305 | 0 | 0.21 | 0.0316 | [10 empty] | 0 | 0 | 0 | 0 | 0 | 0 | 0 | 100
389 | TAVISTOCK SQUARE, 35 | WC1H 9EZ | T | 579.1 | 60 | 0 | 0 | 43652 | #DIV/0! | #DIV/0! | #DIV/0! | [10 empty] | 0 | 0 | 0 | 0 | 0 | 0 | 0 | 100
386 | TAVITON STREET, 2 | WC1H 0BT | A | 497.2 | 60 | 57642 | 0 | 25225 | 0 | 0.21 | 0.0316 | [10 empty] | 100 | 0 | 0 | 0 | 0 | 0 | 0 | 0
81 | TAVITON STREET, 3-4 | WC1H 0BT | T | 967.8 | 60 | 112452 | 0 | 37217 | 0 | 0.21 | 0.0316 | [10 empty] | 0 | 0 | 0 | 0 | 0 | 0 | 0 | 100
252 | THE SAINSBURY WELLCOME CENTRE | W1T 4JG | LM | 14403.6 | 168 | 4928804 | 0 | 4463935 | 0 | 0.21 | 0.0316 | [10 empty] | 0 | 0 | 0 | 100 | 0 | 0 | 0 | 0
47 | TORRINGTON PLACE, 33-35 | WC1E 7HG | T | 874.8 | 60 | 0 | 43198 | 90104.4 | 1 | 0.14 | 0.0544 | [10 empty] | 0 | 0 | 0 | 0 | 0 | 0 | 0 | 100
396 | TOTTENHAM COURT ROAD, 170 | W1T 7HA | LM | 1782.5 | 168 | 0 | 0 | 0 | #DIV/0! | #DIV/0! | #DIV/0! | [10 empty] | 0 | 0 | 0 | 100 | 0 | 0 | 0 | 0
390 | TOTTENHAM COURT ROAD, 175-176 | W1T 7NX | T | 97.4 | 60 | 0 | 0 | 11150 | #DIV/0! | #DIV/0! | #DIV/0! | [10 empty] | 0 | 0 | 0 | 0 | 0 | 0 | 0 | 100
363 | TOTTENHAM COURT ROAD, 188 | W1T 7PH | T | 859.6 | 60 | 0 | 0 | 595326.9 | #DIV/0! | #DIV/0! | #DIV/0! | [10 empty] | 0 | 0 | 0 | 0 | 0 | 0 | 0 | 100
359 | TUFNELL PARK - PAMELA | N19 5UN | LE | 420.7 | 168 | 82018 | 0 | 20286 | 0 | 0.21 | 0.0316 | [10 empty] | 0 | 0 | 100 | 0 | 0 | 0 | 0 | 0
103 | U C L Hostel, Langton Close | WC1X 0HD | R | 6793.7 | 168 | 458379 | 0 | 732282 | 0 | 0.21 | 0.0316 | [10 empty] | 0 | 0 | 0 | 0 | 0 | 100 | 0 | 0
82 | WATES HOUSE | WC1H 0QB | T | 5556.3 | 84 | 0 | 356674.5456 | 1160564.52 | 1 | 0.14 | 0.0544 | [10 empty] | 0 | 0 | 0 | 0 | 0 | 0 | 0 | 100
5 | Wilkins Building | WC1E 6BT | LIB/T | 12791.5 | 168 | 0 | 2500000 | 1416989.747 | 1 | 0.14 | 0.0544 | [10 empty] | 0 | 0 | 0 | 0 | 50 | 0 | 0 | 50
240 | Wolfson Centre I C H | WC1N2AD | LM | 1007.9 | 67 | 56962 | 0 | 101859 | 0 | 0.21 | 0.0316 | [10 empty] | 0 | 0 | 0 | 100 | 0 | 0 | 0 | 0
406 | ZFL HOUSE | CM8 3YQ | T | 637.5 | 60 | 0 | 0 | 47921 | #DIV/0! | #DIV/0! | #DIV/0! | [10 empty] | 0 | 0 | 0 | 0 | 0 | 0 | 0 | 100
Note on G1: Ciaran Jebb: Data in yellow estimated from 2015-16 figures

## BE (hidden)
| 0 | 0 | 0 | 0 | 0 | 0 | 0 | 100 |  | 17317
| Admin/support | Labs – chemical sciences | Labs – Engineering/phys sciences | Labs –medical & biosciences | Libraries | Residences | Sports centres | Teaching
| 0 | 0 | 0 | 0 | 0 | 0 | 0 | 17317
Natural gas | 0 | 0 | 0 | 0 | 0 | 0 | 0 | 2147308 | 2147308
District heating | 0 | 0 | 0 | 0 | 0 | 0 | 0 | 2147308 | 2147308
Electricity | 0 | 0 | 0 | 0 | 0 | 0 | 0 | 1783651 | 1783651
Space heating (gas) | 0 | 0 | 0 | 0 | 0 | 0 | 0 | 1717846.4 | 1717846.4 | 0.8
Hot water (gas) | 0 | 0 | 0 | 0 | 0 | 0 | 0 | 429461.6 | 429461.6 | 0.2
Space heating (DH) | 0 | 0 | 0 | 0 | 0 | 0 | 0 | 1717846.4 | 1717846.4 | 0.8
Hot water (DH) | 0 | 0 | 0 | 0 | 0 | 0 | 0 | 429461.6 | 429461.6 | 0.2
Space heating (electricity) | 0 | 0 | 0 | 0 | 0 | 0 | 0 | 0 | 0 | 0
Hot water (electricity) | 0 | 0 | 0 | 0 | 0 | 0 | 0 | 0 | 0 | 0
Cooling | 0 | 0 | 0 | 0 | 0 | 0 | 0 | 445912.75 | 445912.75 | 0.25
Lighting | 0 | 0 | 0 | 0 | 0 | 0 | 0 | 445912.75 | 445912.75 | 0.25
Auxiliary - fans and pumps | 0 | 0 | 0 | 0 | 0 | 0 | 0 | 445912.75 | 445912.75 | 0.25
Equipment / small power | 0 | 0 | 0 | 0 | 0 | 0 | 0 | 445912.75 | 445912.75 | 0.25
Benchmark data, kWh/m2 (Source: UCL)
| Admin/support | Labs – chemical sciences | Labs – Engineering/phys sciences | Labs –medical & biosciences | Libraries | Residences | Sports centres | Teaching
Natural gas | 138 | 119 | 281 | 192 | 244 | 185 | 134 | 124
District heating | 138 | 119 | 281 | 192 | 244 | 185 | 134 | 124
Electricity | 119 | 358 | 397 | 156 | 316 | 80 | 93 | 103
Space heating (gas)
Hot water (gas)
Space heating (DH)
Hot water (DH)
Space heating (electricity)
Hot water (electricity)
Cooling
Lighting
Auxiliary - fans and pumps
Equipment / small power
Estimated Energy Split (Source: UCL)
| Admin/support | Labs – chemical sciences | Labs – Engineering/phys sciences | Labs –medical & biosciences | Libraries | Residences | Sports centres | Teaching
Natural gas | 0.53696 | 0.24948 | 0.41445 | 0.55172 | 0.43571 | 0.69811 | 0.59031 | 0.54626
District heating | 0 | 0 | 0 | 0 | 0 | 0 | 0 | 0
Electricity | 0.46304 | 0.75052 | 0.58555 | 0.44828 | 0.56429 | 0.30189 | 0.40969 | 0.45374
Space heating (gas) | 0.97 | 0.9 | 0.9 | 0.9 | 0.8 | 0.6 | 0.8 | 0.8
Hot water (gas) | 0.03 | 0.1 | 0.1 | 0.1 | 0.2 | 0.4 | 0.2 | 0.2
Space heating (DH) | 0.97 | 0.9 | 0.9 | 0.9 | 0.8 | 0.6 | 0.8 | 0.8
Hot water (DH) | 0.03 | 0.1 | 0.1 | 0.1 | 0.2 | 0.4 | 0.2 | 0.2
Space heating (electricity) | 0 | 0 | 0 | 0 | 0 | 0 | 0 | 0
Hot water (electricity) | 0 | 0 | 0 | 0 | 0 | 0 | 0 | 0
Cooling | 0.25 | 0.08 | 0.2 | 0.26 | 0.25 | 0 | 0.25 | 0.25
Lighting | 0.25 | 0.18 | 0.25 | 0.25 | 0.25 | 0.2 | 0.45 | 0.25
Auxiliary - fans and pumps | 0.25 | 0.26 | 0.24 | 0.24 | 0.25 | 0.1 | 0.2 | 0.25
Equipment / small power | 0.25 | 0.48 | 0.31 | 0.25 | 0.25 | 0.7 | 0.1 | 0.25

## BN (hidden)
| 0 | 0 | 0 | 0 | 0 | 0 | 0 | 100 |  | 29177
| Admin/support | Labs – chemical sciences | Labs – Engineering/phys sciences | Labs –medical & biosciences | Libraries | Residences | Sports centres | Teaching
| 0 | 0 | 0 | 0 | 0 | 0 | 0 | 29177
Natural gas | 0 | 0 | 0 | 0 | 0 | 0 | 0 | 3617948 | 3617948
District heating | 0 | 0 | 0 | 0 | 0 | 0 | 0 | 0 | 0
Electricity | 0 | 0 | 0 | 0 | 0 | 0 | 0 | 3005231 | 3005231
Space heating (gas) | 0 | 0 | 0 | 0 | 0 | 0 | 0 | 2894358.4 | 2894358.4 | 0.8
Hot water (gas) | 0 | 0 | 0 | 0 | 0 | 0 | 0 | 723589.6 | 723589.6 | 0.2
Space heating (DH) | 0 | 0 | 0 | 0 | 0 | 0 | 0 | 0 | 0 | #DIV/0!
Hot water (DH) | 0 | 0 | 0 | 0 | 0 | 0 | 0 | 0 | 0 | #DIV/0!
Space heating (electricity) | 0 | 0 | 0 | 0 | 0 | 0 | 0 | 0 | 0
Hot water (electricity) | 0 | 0 | 0 | 0 | 0 | 0 | 0 | 0 | 0
Cooling | 0 | 0 | 0 | 0 | 0 | 0 | 0 | 751307.75 | 751307.75 | 0.25
Lighting | 0 | 0 | 0 | 0 | 0 | 0 | 0 | 751307.75 | 751307.75 | 0.25
Auxiliary - fans and pumps | 0 | 0 | 0 | 0 | 0 | 0 | 0 | 751307.75 | 751307.75 | 0.25
Equipment / small power | 0 | 0 | 0 | 0 | 0 | 0 | 0 | 751307.75 | 751307.75 | 0.25
Benchmark data, kWh/m2 (Source: UCL)
| Admin/support | Labs – chemical sciences | Labs – Engineering/phys sciences | Labs –medical & biosciences | Libraries | Residences | Sports centres | Teaching
Natural gas | 138 | 119 | 281 | 192 | 244 | 185 | 134 | 124
District heating | 138 | 119 | 281 | 192 | 244 | 185 | 134 | 124
Electricity | 119 | 358 | 397 | 156 | 316 | 80 | 93 | 103
Space heating (gas)
Hot water (gas)
Space heating (DH)
Hot water (DH)
Space heating (electricity)
Hot water (electricity)
Cooling
Lighting
Auxiliary - fans and pumps
Equipment / small power
Estimated Energy Split (Source: UCL)
| Admin/support | Labs – chemical sciences | Labs – Engineering/phys sciences | Labs –medical & biosciences | Libraries | Residences | Sports centres | Teaching
Natural gas | 0.53696 | 0.24948 | 0.41445 | 0.55172 | 0.43571 | 0.69811 | 0.59031 | 0.54626
District heating | 0 | 0 | 0 | 0 | 0 | 0 | 0 | 0
Electricity | 0.46304 | 0.75052 | 0.58555 | 0.44828 | 0.56429 | 0.30189 | 0.40969 | 0.45374
Space heating (gas) | 0.97 | 0.9 | 0.9 | 0.9 | 0.8 | 0.6 | 0.8 | 0.8
Hot water (gas) | 0.03 | 0.1 | 0.1 | 0.1 | 0.2 | 0.4 | 0.2 | 0.2
Space heating (DH) | 0.97 | 0.9 | 0.9 | 0.9 | 0.8 | 0.6 | 0.8 | 0.8
Hot water (DH) | 0.03 | 0.1 | 0.1 | 0.1 | 0.2 | 0.4 | 0.2 | 0.2
Space heating (electricity) | 0 | 0 | 0 | 0 | 0 | 0 | 0 | 0
Hot water (electricity) | 0 | 0 | 0 | 0 | 0 | 0 | 0 | 0
Cooling | 0.25 | 0.08 | 0.2 | 0.26 | 0.25 | 0 | 0.25 | 0.25
Lighting | 0.25 | 0.18 | 0.25 | 0.25 | 0.25 | 0.2 | 0.45 | 0.25
Auxiliary - fans and pumps | 0.25 | 0.26 | 0.24 | 0.24 | 0.25 | 0.1 | 0.2 | 0.25
Equipment / small power | 0.25 | 0.48 | 0.31 | 0.25 | 0.25 | 0.7 | 0.1 | 0.25