## Instruction Sheet
Asset Collection Sheet
The UCL asset collection sheet contains all the information need to conduct and record a full asset survey.
There are for section to the document that must be used in order for the asset collection survey to be recorded correctly.
1) Definition of an asset
This sheet gives guidance on what is considered an asset and which assets require labelling.
It also distinguishes between assets that require one asset label per item and asset that only require one label per system.
This sheet should be referred to when carrying out the initial asset survey.
2) Field definition
The field definition sheet offers explanations of each of the different sections in the Data collection sheet.
It identifies that type of data that should be entered into each column (eg date, free text) and it also identifies which of
the columns are drop down lists.
This page should be read and understood before attempting to populate the Data collection sheet.
3) Data collection sheet
All fields must be completed where possible.
The data collection sheet must be populated with the asset information collected. The fields highlighted in Green are
drop down lists.
In order to be completed correctly, the following drop down lists must be completed in a specific order:
|  | 1st | 2nd | 3rd
|  | Element and/or System | Sub-Element | Component
Guidance on populating these columns can be found in the System definitions sheet
4) System Definitions
This sheet identifies which assets belong in which Element/ system, Sub Element and Component category each asset belongs.
To use this sheet, the asset you are identifying should first be found in the Component column. You will then be able to see which
Element/System and Sub-Element category the asset belongs.
The information follows SFG20 specifications.
It also provides SFG20 maintenance codes and task descriptions for each component.

## 1) Definition of an Asset
Asset survey Protocol
Description |  | Method of Collation
BMS Headend |  | One asset per item (Desk Top PC)
Water Detector System |  | One asset per item
BMS Outstation |  | One asset per item
Pneumatic Controls |  | One asset per System
Control Panel |  | One asset per item
BMS supervisor |  | One asset per item
Motor Control Centre (MMC) |  | One asset per item (Panel controlling Multiple motors)
Distribution Boards |  | One asset per item / Riser
Trace Heating |  | One asset per system
Power Distribution Unit (PDU) |  | One asset per item
Electricity Meter |  | One asset per item (Sub Meters only)
Lightning Protection |  | One asset per system
LV Switchgear |  | One asset per item
Earthing |  | One asset per system
Busbar System |  | One asset per system
UPS System Rotary Hybrid |  | One asset per item
UPS System Static Inverter |  | One asset per item
Motor Generator Set |  | One asset per item
Auto Transfer Switch |  | One asset pet item (auto Changeover Switch)
PF (Power Factor Correction) |  | One asset per item
HV Switchgear |  | One asset per item
HV/LV Transformer |  | One asset per item
Fixed Workshop Tools |  | One asset per item
Battery System |  | One asset per item
Fixed Electrical Appliances |  | One asset per building or for large buildings one per floor.
Electrical Hygiene Disposal |  | One asset per item
Underfloor Electric Heater |  | One asset per system
Fire Alarms & Ancillaries |  | One asset per system
Sprinklers |  | One asset per system
Booster Pumps |  | One asset per item
Hose reels |  | One asset per item
Smoke Sampler (Vesda) |  | One asset per item
Hydrants |  | One asset per system
Dry Risers |  | One asset per system
Gas Meter |  | One asset per item
Gas Space Heaters |  | One asset per item
Gas Booster Pumps |  | One asset per item
Gas Safety Shut of Equipment |  | One asset per item
LPG Installation |  | One asset per system
Gas Water Heater |  | One asset per item
Generator |  | One asset per item
Generator Panel |  | One asset per item
Fuel Tank & System |  | One asset per system
Boiler LTHW |  | One asset per item
Pumps |  | One asset per item
Chillers |  | One asset per item
Pressurisation Units |  | One asset per item
Fan Coil Units |  | One asset per item
Radiators |  | One asset per system.
Door Curtain Heaters |  | One asset per item
Split A/C units |  | One asset per item
Windows A/C Units |  | One asset per item
Pressurisation Fans |  | One asset per item
Air Handling Unit |  | One asset per item
Extract Fans |  | One asset per item
Supply Fans |  | One asset per item
Fire Dampers |  | One asset per item
Cooling Towers |  | One asset per item
Fuel Tanks |  | One asset per item
Flues |  | One asset per item
Unit Heaters |  | One asset per item
Expansion Tanks |  | One asset per item
Humidifiers |  | One asset per item
Heat Pumps |  | One asset per item
Buffer Tanks |  | One asset per item
Plate Heat Exchangers |  | One asset per item
Temperature Recorders |  | One asset per building.
Steam Boilers |  | One asset per item
Pressure Reducing Valve |  | One asset per system
Steam Traps |  | One asset per system
Shell & Tube Heat Exchanger |  | One asset per item
VAV Boxes |  | One asset per building or for large Building One asset per floor.
Induction Units |  | One asset per building or for large Building One asset per floor.
Filters |  | One asset per building or for large Building One asset per floor.
Heat recovery Equipment |  | One asset per item
Ductwork Systems General |  | One asset per system
Incinerator |  | One asset per item
Drainage System |  | One asset per system
Water Mains |  | One asset per system
Gas Mains |  | One asset per system
Fire Mains |  | One asset per item
Autoclaves |  | One asset per item
Fume Cupboards |  | One asset per item
General Lighting |  | One asset per building or for large Building One asset per floor.
Emergency Lighting |  | One asset per building or for large Building One asset per floor.
External Lighting |  | One asset per installation
Security Lighting |  | One asset per installation
Lighting Control System |  | One asset per system
LTHW/MTHW Heating Pipework |  | One asset per system this will include all Valves.
Chilled Water Pipework |  | One asset per building or for large Building One asset per floor.
Condenser Water Pipework |  | One asset per building or for large Building One asset per floor.
Refrigerant Pipework |  | One asset per building or for large Building One asset per floor.
Cold Water Mains Pipework |  | One asset per building or for large Building One asset per floor.
Dom. Hot Water Service Pipework |  | One asset per building or for large Building One asset per floor.
Cold water Down Service Pipework |  | One asset per building or for large Building One asset per floor.
Boosted Cold Water Main |  | One asset per building or for large Building One asset per floor.
Compressed Air Pipework |  | One asset per building or for large Building One asset per floor.
Gas Pipework |  | One asset per building or for large Building One asset per floor.
Fuel Oil Pipework |  | One asset per building or for large Building One asset per floor.
Cold Water Tanks |  | One asset per item
Electric Water Heaters |  | One asset per item
Domestic Pumps |  | One asset per item
Calorifiers |  | One asset per item
Sump Pumps |  | One asset per item
Shower Units |  | One asset per item
Internal Sewage & Drainage (Soil) |  | One asset per system
Water Saving Devices |  | One asset per building.
Water Softeners |  | One asset per item
Water Treatment |  | One asset per item

## 2) Field Definition
Condition Code | Description | Definition
A | New | Within first 12 months of installation
B | Servicable | Operating within normal conditions, requires infrequent repairs, spares readily available
C | Major Repair | Requires major repair to bring up to normal operating condition
D | Replace | Replacement of the asset is advised, is broken / not working or not performing it's intended job
X | Unknown | Access to asset restricted
| Field Heading | Input Type | Character Restriction | Notes
| Assessment date (eg '01-Jan-2013) | Free text | 11 | Enter the data the Survey was carried out. This need to be in the following format as the character "/" cannot be uploaded to FAMIS. The date format to be used is "12-Jul-2013"
| Building Name | Free text | N/A | Enter the building Name here. This is not need in the Famis upload but is necessary As a QA check that the correct Building number has been entered.
| Building Number e.g. - 001 | Free text | 3 | The building number should be inputted as a three digit figure. For building 1 there should be preceeding zero's. E.g building 1 is 001
| Floor | Dropdown | N/A | This is not a free text field and the relevent floor should be picked from the dropdown menu.
| Room Number | Free text |  | Enter the room number as indicated on the CAD drawings, IF NO drawing are avilable then DO NOT SURVEY
| Existing EQ Number | Free text |  | Enter the existing EQ number | NOTE ; Mandatory field Either old or new number must be entered!
| New EQ Number | Free text |  | If this is new or the EQ number is not present then a new number is to be allocated
| (I) FAMIS_EQUIP. PARENT | Free text |  | Enter the assert parent EQ number here
| FAMIS_EQUIP. ASSET_CLASS_CODE | Auto | N/A | This field is Auto Pupulated
| (J) FAMIS_EQUIP. KEYWORD | Auto | N/A | This field is Auto Pupulated
| (H) FAMIS_EQUIP. TYPE | Auto | N/A | This field is Auto Pupulated
| Element and/or System | Dropdown | N/A | Choose from the dorpdown list the appropriate Element/System
| Sub-Element | Dropdown | N/A | Choose from the dropdown list the appropriate Sub-Element/System
| Component | Dropdown | N/A | Coose from the dropdown list the relevent component
| Reference | Free text |  | Enter here the System the asset is associated with. i.e Boiler is on Heating system 1. or if you have three boilers then just enter Nr 1.
| Full Description (64) | Auto | 64 | This is an auto populated field generated from the Component and the reference fields
| Manufacturer | Dropdown |  | Choose the manufacturer from the drop down list. If the manufacturer you require is NOT in the list then select "OTHER" and then enter the details in the specification column.
| Manufacturer "Other" | Free text |  | If the manufacturer is not available in the Manufacturer field then use this field
| Model No. | Free text |  | Enter the model name or number if available
| Manufacturer Part Number | Free text |  | Enter Manufacturer Part Number if available
| Serial No. | Free text |  | Enter Serial Number if avalable
| Replacement Cost (£) | Free text |  | Enter estimated cost of replacement. Just Enter this as a number with NO £ sign or Commas. The cell is preformatted
| Manufacturer Anticipated Life | Free text |  | Enter the manufacturers Anticipated life if available suggest use CIBSE Guide M
| No. Off (Quantity) | Free text |  | Enter the quantity of the assets if grouped together
| Year of Installation | Dropdown |  | From the dropdown select year of installation. If this is not available then estimate approximate year. This curently goes back to 1950.
| Specification | Free text |  | This is free text and should contain any additional information about the asset if not already collected in other fields. Typically this will be capacity, output rating,
| Condition Ranking | Dropdown |  | From the Dropdown select the appropriate condition code. (see rules above)
| Life Exp | Dropdown |  | Select the expected replacement time frame from the dropdown selection
| Photo I/D (Building Number then three digit sequentional number) e.g. 001 - 001 | Free text |  | Two formats have been suggested here building number then the photo id or Photo ID is prefixed with the relevant discipline (as done previously) instead of just a number eg. 001 - E001 / 001 - M001.
| Comments | Free text |  | Any additional comments about the asset, particularly around immediate health and safety issues or defects/repairs urgently required
Condition and Remaining Life Rules

## 3) Data Collection Sheet
University College London - Data Collection Template
Controlled Version 5 - Issued 26th May 2017
[11 empty] | 1st | 2nd | 3rd
Assessment date (eg '01-Jan-2013) | Building Name | Building Number e.g. - 001 and EXT001 for external assets | Floor | Room Number | Existing EQ Number | New EQ Number | (I) FAMIS_EQUIP. PARENT | FAMIS_EQUIP. ASSET_CLASS_CODE | (J) FAMIS_EQUIP. KEYWORD | (H) FAMIS_EQUIP. TYPE | Element and/or System | Sub-Element | Component | Reference | Full Description (64) | MFR | Manufacturer | "Other" Manufacturer | Model No. | Manufacturer Part Number | Serial No. | Replacement Cost (£) | Manufacturer Anticipated Life | No. Off | Year of Installation | Specification | Condition Ranking | Life Exp | Priority | Photo I/D (Building Number then three digit sequentional number) e.g. 001 - E001 and 001 - M001 | Comments | -
CentralHeatingPumps
[8 empty] | #N/A | #N/A | #N/A |  |  |  |  | - | #N/A
[8 empty] | #N/A | #N/A | #N/A |  |  |  |  | - | #N/A
[8 empty] | #N/A | #N/A | #N/A |  |  |  |  | - | #N/A
[8 empty] | #N/A | #N/A | #N/A |  |  |  |  | - | #N/A
[8 empty] | #N/A | #N/A | #N/A |  |  |  |  | - | #N/A
[8 empty] | #N/A | #N/A | #N/A |  |  |  |  | - | #N/A
[8 empty] | #N/A | #N/A | #N/A |  |  |  |  | - | #N/A
[8 empty] | #N/A | #N/A | #N/A |  |  |  |  | - | #N/A
[8 empty] | #N/A | #N/A | #N/A |  |  |  |  | - | #N/A
[8 empty] | #N/A | #N/A | #N/A |  |  |  |  | - | #N/A
[8 empty] | #N/A | #N/A | #N/A |  |  |  |  | - | #N/A
[8 empty] | #N/A | #N/A | #N/A |  |  |  |  | - | #N/A
[8 empty] | #N/A | #N/A | #N/A |  |  |  |  | - | #N/A
[8 empty] | #N/A | #N/A | #N/A |  |  |  |  | - | #N/A
[8 empty] | #N/A | #N/A | #N/A |  |  |  |  | - | #N/A
[8 empty] | #N/A | #N/A | #N/A |  |  |  |  | - | #N/A
[8 empty] | #N/A | #N/A | #N/A |  |  |  |  | - | #N/A
[8 empty] | #N/A | #N/A | #N/A |  |  |  |  | - | #N/A
[8 empty] | #N/A | #N/A | #N/A |  |  |  |  | - | #N/A
[8 empty] | #N/A | #N/A | #N/A |  |  |  |  | - | #N/A
[8 empty] | #N/A | #N/A | #N/A |  |  |  |  | - | #N/A
[8 empty] | #N/A | #N/A | #N/A |  |  |  |  | - | #N/A
[8 empty] | #N/A | #N/A | #N/A |  |  |  |  | - | #N/A
[8 empty] | #N/A | #N/A | #N/A |  |  |  |  | - | #N/A
[8 empty] | #N/A | #N/A | #N/A |  |  |  |  | - | #N/A
[8 empty] | #N/A | #N/A | #N/A |  |  |  |  | - | #N/A
[8 empty] | #N/A | #N/A | #N/A |  |  |  |  | - | #N/A
[8 empty] | #N/A | #N/A | #N/A |  |  |  |  | - | #N/A
[8 empty] | #N/A | #N/A | #N/A |  |  |  |  | - | #N/A
[8 empty] | #N/A | #N/A | #N/A |  |  |  |  | - | #N/A
[8 empty] | #N/A | #N/A | #N/A |  |  |  |  | - | #N/A
[8 empty] | #N/A | #N/A | #N/A |  |  |  |  | - | #N/A
[8 empty] | #N/A | #N/A | #N/A |  |  |  |  | - | #N/A
[8 empty] | #N/A | #N/A | #N/A |  |  |  |  | - | #N/A
[8 empty] | #N/A | #N/A | #N/A |  |  |  |  | - | #N/A
[8 empty] | #N/A | #N/A | #N/A |  |  |  |  | - | #N/A
[8 empty] | #N/A | #N/A | #N/A |  |  |  |  | - | #N/A
[8 empty] | #N/A | #N/A | #N/A |  |  |  |  | - | #N/A
[8 empty] | #N/A | #N/A | #N/A |  |  |  |  | - | #N/A
[8 empty] | #N/A | #N/A | #N/A |  |  |  |  | - | #N/A
[8 empty] | #N/A | #N/A | #N/A |  |  |  |  | - | #N/A
[8 empty] | #N/A | #N/A | #N/A |  |  |  |  | - | #N/A
[8 empty] | #N/A | #N/A | #N/A |  |  |  |  | - | #N/A
[8 empty] | #N/A | #N/A | #N/A |  |  |  |  | - | #N/A
[8 empty] | #N/A | #N/A | #N/A |  |  |  |  | - | #N/A
[8 empty] | #N/A | #N/A | #N/A |  |  |  |  | - | #N/A
[8 empty] | #N/A | #N/A | #N/A |  |  |  |  | - | #N/A
[8 empty] | #N/A | #N/A | #N/A |  |  |  |  | - | #N/A
[8 empty] | #N/A | #N/A | #N/A |  |  |  |  | - | #N/A
[8 empty] | #N/A | #N/A | #N/A |  |  |  |  | - | #N/A
[8 empty] | #N/A | #N/A | #N/A |  |  |  |  | - | #N/A
[8 empty] | #N/A | #N/A | #N/A |  |  |  |  | - | #N/A
[8 empty] | #N/A | #N/A | #N/A |  |  |  |  | - | #N/A
[8 empty] | #N/A | #N/A | #N/A |  |  |  |  | - | #N/A
[8 empty] | #N/A | #N/A | #N/A |  |  |  |  | - | #N/A
[8 empty] | #N/A | #N/A | #N/A |  |  |  |  | - | #N/A
[8 empty] | #N/A | #N/A | #N/A |  |  |  |  | - | #N/A
[8 empty] | #N/A | #N/A | #N/A |  |  |  |  | - | #N/A
[8 empty] | #N/A | #N/A | #N/A |  |  |  |  | - | #N/A
[8 empty] | #N/A | #N/A | #N/A |  |  |  |  | - | #N/A
[8 empty] | #N/A | #N/A | #N/A |  |  |  |  | - | #N/A
[8 empty] | #N/A | #N/A | #N/A |  |  |  |  | - | #N/A
[8 empty] | #N/A | #N/A | #N/A |  |  |  |  | - | #N/A
[8 empty] | #N/A | #N/A | #N/A |  |  |  |  | - | #N/A
[8 empty] | #N/A | #N/A | #N/A |  |  |  |  | - | #N/A
[8 empty] | #N/A | #N/A | #N/A |  |  |  |  | - | #N/A
[8 empty] | #N/A | #N/A | #N/A |  |  |  |  | - | #N/A
[8 empty] | #N/A | #N/A | #N/A |  |  |  |  | - | #N/A
[8 empty] | #N/A | #N/A | #N/A |  |  |  |  | - | #N/A
[8 empty] | #N/A | #N/A | #N/A |  |  |  |  | - | #N/A
[8 empty] | #N/A | #N/A | #N/A |  |  |  |  | - | #N/A
[8 empty] | #N/A | #N/A | #N/A |  |  |  |  | - | #N/A
[8 empty] | #N/A | #N/A | #N/A |  |  |  |  | - | #N/A
[8 empty] | #N/A | #N/A | #N/A |  |  |  |  | - | #N/A
[8 empty] | #N/A | #N/A | #N/A |  |  |  |  | - | #N/A
[8 empty] | #N/A | #N/A | #N/A |  |  |  |  | - | #N/A
[8 empty] | #N/A | #N/A | #N/A |  |  |  |  | - | #N/A
[8 empty] | #N/A | #N/A | #N/A |  |  |  |  | - | #N/A
[8 empty] | #N/A | #N/A | #N/A |  |  |  |  | - | #N/A
[8 empty] | #N/A | #N/A | #N/A |  |  |  |  | - | #N/A
[8 empty] | #N/A | #N/A | #N/A |  |  |  |  | - | #N/A
[8 empty] | #N/A | #N/A | #N/A |  |  |  |  | - | #N/A
[8 empty] | #N/A | #N/A | #N/A |  |  |  |  | - | #N/A
[8 empty] | #N/A | #N/A | #N/A |  |  |  |  | - | #N/A
[8 empty] | #N/A | #N/A | #N/A |  |  |  |  | - | #N/A
[8 empty] | #N/A | #N/A | #N/A |  |  |  |  | - | #N/A
[8 empty] | #N/A | #N/A | #N/A |  |  |  |  | - | #N/A
[8 empty] | #N/A | #N/A | #N/A |  |  |  |  | - | #N/A
[8 empty] | #N/A | #N/A | #N/A |  |  |  |  | - | #N/A
[8 empty] | #N/A | #N/A | #N/A |  |  |  |  | - | #N/A
[8 empty] | #N/A | #N/A | #N/A |  |  |  |  | - | #N/A
[8 empty] | #N/A | #N/A | #N/A |  |  |  |  | - | #N/A
[8 empty] | #N/A | #N/A | #N/A |  |  |  |  | - | #N/A
[8 empty] | #N/A | #N/A | #N/A |  |  |  |  | - | #N/A
[8 empty] | #N/A | #N/A | #N/A |  |  |  |  | - | #N/A
[8 empty] | #N/A | #N/A | #N/A |  |  |  |  | - | #N/A
[8 empty] | #N/A | #N/A | #N/A |  |  |  |  | - | #N/A
[8 empty] | #N/A | #N/A | #N/A |  |  |  |  | - | #N/A
[8 empty] | #N/A | #N/A | #N/A |  |  |  |  | - | #N/A
[8 empty] | #N/A | #N/A | #N/A |  |  |  |  | - | #N/A
[8 empty] | #N/A | #N/A | #N/A |  |  |  |  | - | #N/A
[8 empty] | #N/A | #N/A | #N/A |  |  |  |  | - | #N/A
[8 empty] | #N/A | #N/A | #N/A |  |  |  |  | - | #N/A
[8 empty] | #N/A | #N/A | #N/A |  |  |  |  | - | #N/A
[8 empty] | #N/A | #N/A | #N/A |  |  |  |  | - | #N/A
[8 empty] | #N/A | #N/A | #N/A |  |  |  |  | - | #N/A
[8 empty] | #N/A | #N/A | #N/A |  |  |  |  | - | #N/A
[8 empty] | #N/A | #N/A | #N/A |  |  |  |  | - | #N/A
[8 empty] | #N/A | #N/A | #N/A |  |  |  |  | - | #N/A
[8 empty] | #N/A | #N/A | #N/A |  |  |  |  | - | #N/A
[8 empty] | #N/A | #N/A | #N/A |  |  |  |  | - | #N/A
[8 empty] | #N/A | #N/A | #N/A |  |  |  |  | - | #N/A
[8 empty] | #N/A | #N/A | #N/A |  |  |  |  | - | #N/A
[8 empty] | #N/A | #N/A | #N/A |  |  |  |  | - | #N/A
[8 empty] | #N/A | #N/A | #N/A |  |  |  |  | - | #N/A
[8 empty] | #N/A | #N/A | #N/A |  |  |  |  | - | #N/A
[8 empty] | #N/A | #N/A | #N/A |  |  |  |  | - | #N/A
[8 empty] | #N/A | #N/A | #N/A |  |  |  |  | - | #N/A
[8 empty] | #N/A | #N/A | #N/A |  |  |  |  | - | #N/A
[8 empty] | #N/A | #N/A | #N/A |  |  |  |  | - | #N/A
[8 empty] | #N/A | #N/A | #N/A |  |  |  |  | - | #N/A
[8 empty] | #N/A | #N/A | #N/A |  |  |  |  | - | #N/A
[8 empty] | #N/A | #N/A | #N/A |  |  |  |  | - | #N/A
[8 empty] | #N/A | #N/A | #N/A |  |  |  |  | - | #N/A
[8 empty] | #N/A | #N/A | #N/A |  |  |  |  | - | #N/A
[8 empty] | #N/A | #N/A | #N/A |  |  |  |  | - | #N/A
[8 empty] | #N/A | #N/A | #N/A |  |  |  |  | - | #N/A
[8 empty] | #N/A | #N/A | #N/A |  |  |  |  | - | #N/A
[8 empty] | #N/A | #N/A | #N/A |  |  |  |  | - | #N/A
[8 empty] | #N/A | #N/A | #N/A |  |  |  |  | - | #N/A
[8 empty] | #N/A | #N/A | #N/A |  |  |  |  | - | #N/A
[8 empty] | #N/A | #N/A | #N/A |  |  |  |  | - | #N/A
[8 empty] | #N/A | #N/A | #N/A |  |  |  |  | - | #N/A
[8 empty] | #N/A | #N/A | #N/A |  |  |  |  | - | #N/A
[8 empty] | #N/A | #N/A | #N/A |  |  |  |  | - | #N/A
[8 empty] | #N/A | #N/A | #N/A |  |  |  |  | - | #N/A
[8 empty] | #N/A | #N/A | #N/A |  |  |  |  | - | #N/A
[8 empty] | #N/A | #N/A | #N/A |  |  |  |  | - | #N/A
[8 empty] | #N/A | #N/A | #N/A |  |  |  |  | - | #N/A
[8 empty] | #N/A | #N/A | #N/A |  |  |  |  | - | #N/A
[8 empty] | #N/A | #N/A | #N/A |  |  |  |  | - | #N/A
[8 empty] | #N/A | #N/A | #N/A |  |  |  |  | - | #N/A
[8 empty] | #N/A | #N/A | #N/A |  |  |  |  | - | #N/A
[8 empty] | #N/A | #N/A | #N/A |  |  |  |  | - | #N/A
[8 empty] | #N/A | #N/A | #N/A |  |  |  |  | - | #N/A
[8 empty] | #N/A | #N/A | #N/A |  |  |  |  | - | #N/A
[8 empty] | #N/A | #N/A | #N/A |  |  |  |  | - | #N/A
[8 empty] | #N/A | #N/A | #N/A |  |  |  |  | - | #N/A
[8 empty] | #N/A | #N/A | #N/A |  |  |  |  | - | #N/A
[8 empty] | #N/A | #N/A | #N/A |  |  |  |  | - | #N/A
[8 empty] | #N/A | #N/A | #N/A |  |  |  |  | - | #N/A
[8 empty] | #N/A | #N/A | #N/A |  |  |  |  | - | #N/A
[8 empty] | #N/A | #N/A | #N/A |  |  |  |  | - | #N/A
[8 empty] | #N/A | #N/A | #N/A |  |  |  |  | - | #N/A
[8 empty] | #N/A | #N/A | #N/A |  |  |  |  | - | #N/A
[8 empty] | #N/A | #N/A | #N/A |  |  |  |  | - | #N/A
[8 empty] | #N/A | #N/A | #N/A |  |  |  |  | - | #N/A
[8 empty] | #N/A | #N/A | #N/A |  |  |  |  | - | #N/A
[8 empty] | #N/A | #N/A | #N/A |  |  |  |  | - | #N/A
[8 empty] | #N/A | #N/A | #N/A |  |  |  |  | - | #N/A
[8 empty] | #N/A | #N/A | #N/A |  |  |  |  | - | #N/A
[8 empty] | #N/A | #N/A | #N/A |  |  |  |  | - | #N/A
[8 empty] | #N/A | #N/A | #N/A |  |  |  |  | - | #N/A
[8 empty] | #N/A | #N/A | #N/A |  |  |  |  | - | #N/A
[8 empty] | #N/A | #N/A | #N/A |  |  |  |  | - | #N/A
[8 empty] | #N/A | #N/A | #N/A |  |  |  |  | - | #N/A
[8 empty] | #N/A | #N/A | #N/A |  |  |  |  | - | #N/A
[8 empty] | #N/A | #N/A | #N/A |  |  |  |  | - | #N/A
[8 empty] | #N/A | #N/A | #N/A |  |  |  |  | - | #N/A
[8 empty] | #N/A | #N/A | #N/A |  |  |  |  | - | #N/A
[8 empty] | #N/A | #N/A | #N/A |  |  |  |  | - | #N/A
[8 empty] | #N/A | #N/A | #N/A |  |  |  |  | - | #N/A
[8 empty] | #N/A | #N/A | #N/A |  |  |  |  | - | #N/A
[8 empty] | #N/A | #N/A | #N/A |  |  |  |  | - | #N/A
[8 empty] | #N/A | #N/A | #N/A |  |  |  |  | - | #N/A
[8 empty] | #N/A | #N/A | #N/A |  |  |  |  | - | #N/A
[8 empty] | #N/A | #N/A | #N/A |  |  |  |  | - | #N/A
[8 empty] | #N/A | #N/A | #N/A |  |  |  |  | - | #N/A
[8 empty] | #N/A | #N/A | #N/A |  |  |  |  | - | #N/A
[8 empty] | #N/A | #N/A | #N/A |  |  |  |  | - | #N/A
[8 empty] | #N/A | #N/A | #N/A |  |  |  |  | - | #N/A
[8 empty] | #N/A | #N/A | #N/A |  |  |  |  | - | #N/A
[8 empty] | #N/A | #N/A | #N/A |  |  |  |  | - | #N/A
[8 empty] | #N/A | #N/A | #N/A |  |  |  |  | - | #N/A
[8 empty] | #N/A | #N/A | #N/A |  |  |  |  | - | #N/A
[8 empty] | #N/A | #N/A | #N/A |  |  |  |  | - | #N/A
[8 empty] | #N/A | #N/A | #N/A |  |  |  |  | - | #N/A
[8 empty] | #N/A | #N/A | #N/A |  |  |  |  | - | #N/A
[8 empty] | #N/A | #N/A | #N/A |  |  |  |  | - | #N/A
[8 empty] | #N/A | #N/A | #N/A |  |  |  |  | - | #N/A
[8 empty] | #N/A | #N/A | #N/A |  |  |  |  | - | #N/A
[8 empty] | #N/A | #N/A | #N/A |  |  |  |  | - | #N/A
[8 empty] | #N/A | #N/A | #N/A |  |  |  |  | - | #N/A
[8 empty] | #N/A | #N/A | #N/A |  |  |  |  | - | #N/A
[8 empty] | #N/A | #N/A | #N/A |  |  |  |  | - | #N/A
[8 empty] | #N/A | #N/A | #N/A |  |  |  |  | - | #N/A
[8 empty] | #N/A | #N/A | #N/A |  |  |  |  | - | #N/A
[8 empty] | #N/A | #N/A | #N/A |  |  |  |  | - | #N/A
[8 empty] | #N/A | #N/A | #N/A |  |  |  |  | - | #N/A
[8 empty] | #N/A | #N/A | #N/A |  |  |  |  | - | #N/A
[8 empty] | #N/A | #N/A | #N/A |  |  |  |  | - | #N/A
[8 empty] | #N/A | #N/A | #N/A |  |  |  |  | - | #N/A
[8 empty] | #N/A | #N/A | #N/A |  |  |  |  | - | #N/A
[8 empty] | #N/A | #N/A | #N/A |  |  |  |  | - | #N/A
[8 empty] | #N/A | #N/A | #N/A |  |  |  |  | - | #N/A
[8 empty] | #N/A | #N/A | #N/A |  |  |  |  | - | #N/A
[8 empty] | #N/A | #N/A | #N/A |  |  |  |  | - | #N/A
[8 empty] | #N/A | #N/A | #N/A |  |  |  |  | - | #N/A
[8 empty] | #N/A | #N/A | #N/A |  |  |  |  | - | #N/A
[8 empty] | #N/A | #N/A | #N/A |  |  |  |  | - | #N/A
[8 empty] | #N/A | #N/A | #N/A |  |  |  |  | - | #N/A
[8 empty] | #N/A | #N/A | #N/A |  |  |  |  | - | #N/A
[8 empty] | #N/A | #N/A | #N/A |  |  |  |  | - | #N/A
[8 empty] | #N/A | #N/A | #N/A |  |  |  |  | - | #N/A
[8 empty] | #N/A | #N/A | #N/A |  |  |  |  | - | #N/A
[8 empty] | #N/A | #N/A | #N/A |  |  |  |  | - | #N/A
[8 empty] | #N/A | #N/A | #N/A |  |  |  |  | - | #N/A
[8 empty] | #N/A | #N/A | #N/A |  |  |  |  | - | #N/A
[8 empty] | #N/A | #N/A | #N/A |  |  |  |  | - | #N/A
[8 empty] | #N/A | #N/A | #N/A |  |  |  |  | - | #N/A
[8 empty] | #N/A | #N/A | #N/A |  |  |  |  | - | #N/A
[8 empty] | #N/A | #N/A | #N/A |  |  |  |  | - | #N/A
[8 empty] | #N/A | #N/A | #N/A |  |  |  |  | - | #N/A
[8 empty] | #N/A | #N/A | #N/A |  |  |  |  | - | #N/A
[8 empty] | #N/A | #N/A | #N/A |  |  |  |  | - | #N/A
[8 empty] | #N/A | #N/A | #N/A |  |  |  |  | - | #N/A
[8 empty] | #N/A | #N/A | #N/A |  |  |  |  | - | #N/A
[8 empty] | #N/A | #N/A | #N/A |  |  |  |  | - | #N/A
[8 empty] | #N/A | #N/A | #N/A |  |  |  |  | - | #N/A
[8 empty] | #N/A | #N/A | #N/A |  |  |  |  | - | #N/A
[8 empty] | #N/A | #N/A | #N/A |  |  |  |  | - | #N/A
[8 empty] | #N/A | #N/A | #N/A |  |  |  |  | - | #N/A
[8 empty] | #N/A | #N/A | #N/A |  |  |  |  | - | #N/A
[8 empty] | #N/A | #N/A | #N/A |  |  |  |  | - | #N/A
[8 empty] | #N/A | #N/A | #N/A |  |  |  |  | - | #N/A
[8 empty] | #N/A | #N/A | #N/A |  |  |  |  | - | #N/A
[8 empty] | #N/A | #N/A | #N/A |  |  |  |  | - | #N/A
[8 empty] | #N/A | #N/A | #N/A |  |  |  |  | - | #N/A
[8 empty] | #N/A | #N/A | #N/A |  |  |  |  | - | #N/A
[8 empty] | #N/A | #N/A | #N/A |  |  |  |  | - | #N/A
[8 empty] | #N/A | #N/A | #N/A |  |  |  |  | - | #N/A
[8 empty] | #N/A | #N/A | #N/A |  |  |  |  | - | #N/A
[8 empty] | #N/A | #N/A | #N/A |  |  |  |  | - | #N/A
[8 empty] | #N/A | #N/A | #N/A |  |  |  |  | - | #N/A
[8 empty] | #N/A | #N/A | #N/A |  |  |  |  | - | #N/A
[8 empty] | #N/A | #N/A | #N/A |  |  |  |  | - | #N/A
[8 empty] | #N/A | #N/A | #N/A |  |  |  |  | - | #N/A
[8 empty] | #N/A | #N/A | #N/A |  |  |  |  | - | #N/A
[8 empty] | #N/A | #N/A | #N/A |  |  |  |  | - | #N/A
[8 empty] | #N/A | #N/A | #N/A |  |  |  |  | - | #N/A
[8 empty] | #N/A | #N/A | #N/A |  |  |  |  | - | #N/A
[8 empty] | #N/A | #N/A | #N/A |  |  |  |  | - | #N/A
[8 empty] | #N/A | #N/A | #N/A |  |  |  |  | - | #N/A
[8 empty] | #N/A | #N/A | #N/A |  |  |  |  | - | #N/A
[8 empty] | #N/A | #N/A | #N/A |  |  |  |  | - | #N/A
[8 empty] | #N/A | #N/A | #N/A |  |  |  |  | - | #N/A
[8 empty] | #N/A | #N/A | #N/A |  |  |  |  | - | #N/A
[8 empty] | #N/A | #N/A | #N/A |  |  |  |  | - | #N/A
[8 empty] | #N/A | #N/A | #N/A |  |  |  |  | - | #N/A
[8 empty] | #N/A | #N/A | #N/A |  |  |  |  | - | #N/A
[8 empty] | #N/A | #N/A | #N/A |  |  |  |  | - | #N/A
[8 empty] | #N/A | #N/A | #N/A |  |  |  |  | - | #N/A
[8 empty] | #N/A | #N/A | #N/A |  |  |  |  | - | #N/A
[8 empty] | #N/A | #N/A | #N/A |  |  |  |  | - | #N/A
[8 empty] | #N/A | #N/A | #N/A |  |  |  |  | - | #N/A
[8 empty] | #N/A | #N/A | #N/A |  |  |  |  | - | #N/A
[8 empty] | #N/A | #N/A | #N/A |  |  |  |  | - | #N/A
[8 empty] | #N/A | #N/A | #N/A |  |  |  |  | - | #N/A
[8 empty] | #N/A | #N/A | #N/A |  |  |  |  | - | #N/A
[8 empty] | #N/A | #N/A | #N/A |  |  |  |  | - | #N/A
[8 empty] | #N/A | #N/A | #N/A |  |  |  |  | - | #N/A

## Dropdowns1 (hidden)
System | SystemNameLookup |  |  |  |  | SystemNameLookup | ElementNameLookup1 | ElementNameLookup2
Central air conditioning | Centralairconditioning | 5.1.1 | Sanitary Appliances | 5.1.1.M.1 | Sanitary appliances | SanitaryAppliances | Sanitaryappliances | SanitaryAppliancesSanitaryappliances
Central control / building management systems | Centralcontrolbuildingmanagementsystems | 5.1.1 | Sanitary Appliances | 5.1.1.M.2 | Showers | SanitaryAppliances | Showers | SanitaryAppliancesShowers
Central Cooling | CentralCooling | 5.1.1 | Sanitary Appliances | 5.1.1.M.3 | Shower units | SanitaryAppliances | Showerunits | SanitaryAppliancesShowerunits
Central Heating | CentralHeating | 5.1.1 | Sanitary Appliances | 5.1.1.M.4 | Shower booster pump | SanitaryAppliances | Showerboosterpump | SanitaryAppliancesShowerboosterpump
Central heating and cooling | Centralheatingandcooling | 5.1.1 | Sanitary Appliances | 5.1.1.M.5 | Shower valve | SanitaryAppliances | Showervalve | SanitaryAppliancesShowervalve
Central ventilation | Centralventilation | 5.1.1 | Sanitary Appliances | 5.1.1.M.6 | Drinking fountain | SanitaryAppliances | Drinkingfountain | SanitaryAppliancesDrinkingfountain
Chemical, toxic and industrial liquid waste drainage | Chemicaltoxicandindustrialliquidwastedrainage | 5.1.1 | Sanitary Appliances | 5.1.1.M.7 | Tap and outlet fitting | SanitaryAppliances | Tapandoutletfitting | SanitaryAppliancesTapandoutletfitting
Cold water distribution | Coldwaterdistribution | 5.1.1 | Sanitary Appliances | 5.1.1.M.8 | Water saving device | SanitaryAppliances | Watersavingdevice | SanitaryAppliancesWatersavingdevice
Communication systems | Communicationsystems | 5.1.1 | Sanitary Appliances | 5.1.1.M.9 | Control and sensors | SanitaryAppliances | Controlandsensors | SanitaryAppliancesControlandsensors
Conveyors | Conveyors | 5.1.2 | Sanitary Ancillaries | 5.1.2.M.1 | Shower cubicles | SanitaryAncillaries | Showercubicles | SanitaryAncillariesShowercubicles
Cranes and unenclosed hoists | Cranesandunenclosedhoists | 5.1.2 | Sanitary Ancillaries | 5.1.2.M.2 | Curtain rail / Screen | SanitaryAncillaries | CurtainrailScreen | SanitaryAncillariesCurtainrailScreen
Dock levellers and scissor lifts | Docklevellersandscissorlifts | 5.1.2 | Sanitary Ancillaries | 5.1.2.M.3 | Grab / support rail | SanitaryAncillaries | Grabsupportrail | SanitaryAncillariesGrabsupportrail
Earthing and bonding systems | Earthingandbondingsystems | 5.1.2 | Sanitary Ancillaries | 5.1.2.M.4 | Towel rail | SanitaryAncillaries | Towelrail | SanitaryAncillariesTowelrail
Electrical mains and sub-mains distribution | Electricalmainsandsubmainsdistribution | 5.1.2 | Sanitary Ancillaries | 5.1.2.M.5 | Hand dryer | SanitaryAncillaries | Handdryer | SanitaryAncillariesHanddryer
Escalators | Escalators | 5.1.2 | Sanitary Ancillaries | 5.1.2.M.6 | Paper towel dispensers | SanitaryAncillaries | Papertoweldispensers | SanitaryAncillariesPapertoweldispensers
External doors | Externaldoors | 5.1.2 | Sanitary Ancillaries | 5.1.2.M.7 | Sanitary Incinerators | SanitaryAncillaries | SanitaryIncinerators | SanitaryAncillariesSanitaryIncinerators
Façade access / cleaning systems | Facadeaccesscleaning systems | 5.1.2 | Sanitary Ancillaries | 5.1.2.M.8 | Macerators | SanitaryAncillaries | Macerators | SanitaryAncillariesMacerators
Fire fighting systems | Firefightingsystems | 5.1.2 | Sanitary Ancillaries | 5.1.2.M.9 | Other Sanitary fittings | SanitaryAncillaries | OtherSanitaryfittings | SanitaryAncillariesOtherSanitaryfittings
Fire suppression systems | Firesuppressionsystems | 5.2.1 | Services equipment | 5.2.1.M.1 | Catering Equipment | Servicesequipment | CateringEquipment | ServicesequipmentCateringEquipment
Foul drainage above ground | Fouldrainageaboveground | 5.2.1 | Services equipment | 5.2.1.M.2 | Food Storage equipment | Servicesequipment | FoodStorageequipment | ServicesequipmentFoodStorageequipment
Fuel distribution systems | Fueldistributionsystems | 5.3.1 | Foul drainage above ground | 5.3.1.M.1 | Waste pipework | Fouldrainageaboveground | Wastepipework | FouldrainageabovegroundWastepipework
Fuel storage | Fuelstorage | 5.3.1 | Foul drainage above ground | 5.3.1.M.1 | Pipeline assemblies | Fouldrainageaboveground | Pipelineassemblies | FouldrainageabovegroundPipelineassemblies
Heat Source | HeatSource | 5.3.1 | Foul drainage above ground | 5.3.1.M.1 | Floor channels / gratings | Fouldrainageaboveground | Floorchannelsgratings | FouldrainageabovegroundFloorchannelsgratings
Hot water distribution | Hotwaterdistribution | 5.3.1 | Foul drainage above ground | 5.3.1.M.4 | Sump Pump | Fouldrainageaboveground | SumpPump | FouldrainageabovegroundSumpPump
Lifts and enclosed hoists | Liftsandenclosedhoists | 5.3.1 | Foul drainage above ground | 5.3.1.M.5 | Sundry items | Fouldrainageaboveground | Sundryitems | FouldrainageabovegroundSundryitems
Lighting installations | Lightinginstallations | 5.3.2 | Chemical, toxic and industrial liquid waste drainage | 5.3.2.M.4 | Tanks | Chemicaltoxicandindustrialliquidwastedrainage | Tanks | ChemicaltoxicandindustrialliquidwastedrainageTanks
Lightning protection | Lightningprotection | 5.3.2 | Chemical, toxic and industrial liquid waste drainage | 5.3.2.M.5 | Settlement tanks | Chemicaltoxicandindustrialliquidwastedrainage | Settlementtanks | ChemicaltoxicandindustrialliquidwastedrainageSettlementtanks
Local Cooling | LocalCooling | 5.3.2 | Chemical, toxic and industrial liquid waste drainage | 5.3.2.M.6 | Effluent treatment plant | Chemicaltoxicandindustrialliquidwastedrainage | Effluenttreatmentplant | ChemicaltoxicandindustrialliquidwastedrainageEffluenttreatmentplant
Local air conditioning | Localairconditioning | 5.3.2 | Chemical, toxic and industrial liquid waste drainage | 5.3.2.M.1 | Pipelines and fittings | Chemicaltoxicandindustrialliquidwastedrainage | Pipelinesandfittings | ChemicaltoxicandindustrialliquidwastedrainagePipelinesandfittings
Local and special ventilation | Localandspecialventilation | 5.3.2 | Chemical, toxic and industrial liquid waste drainage | 5.3.2.M.2 | Traps, access points and rodding eyes | Chemicaltoxicandindustrialliquidwastedrainage | Trapsaccesspointsandroddingeyes | ChemicaltoxicandindustrialliquidwastedrainageTrapsaccesspointsandroddingeyes
Local electricity generation systems | Localelectricitygenerationsystems | 5.3.2 | Chemical, toxic and industrial liquid waste drainage | 5.3.2.M.3 | Gullies | Chemicaltoxicandindustrialliquidwastedrainage | Gullies | ChemicaltoxicandindustrialliquidwastedrainageGullies
Local Heating | LocalHeating | 5.3.2 | Chemical, toxic and industrial liquid waste drainage | N/A | N/A | Chemicaltoxicandindustrialliquidwastedrainage | NA | ChemicaltoxicandindustrialliquidwastedrainageNA
Local heating and cooling | Localheatingandcooling | 5.3.2 | Chemical, toxic and industrial liquid waste drainage | 5.3.2.M.7 | Dosing equipment | Chemicaltoxicandindustrialliquidwastedrainage | Dosingequipment | ChemicaltoxicandindustrialliquidwastedrainageDosingequipment
Local Hot Water | LocalHotWater | 5.3.2 | Chemical, toxic and industrial liquid waste drainage | 5.3.2.M.8 | Steriliser | Chemicaltoxicandindustrialliquidwastedrainage | Steriliser | ChemicaltoxicandindustrialliquidwastedrainageSteriliser
Mains water supply | Mainswatersupply | 5.3.2 | Chemical, toxic and industrial liquid waste drainage | 5.3.2.M.10 | Thermal insulation | Chemicaltoxicandindustrialliquidwastedrainage | Thermalinsulation | ChemicaltoxicandindustrialliquidwastedrainageThermalinsulation
Moving Pavements | MovingPavements | 5.3.2 | Chemical, toxic and industrial liquid waste drainage | 5.3.2.M.11 | Control components | Chemicaltoxicandindustrialliquidwastedrainage | Controlcomponents | ChemicaltoxicandindustrialliquidwastedrainageControlcomponents
Non-mechanical and electrical equipment (NMEE | NonmechanicalandelectricalequipmentNMEE | 5.3.2 | Chemical, toxic and industrial liquid waste drainage | 5.3.2.M.12 | Monitoring equipment | Chemicaltoxicandindustrialliquidwastedrainage | Monitoringequipment | ChemicaltoxicandindustrialliquidwastedrainageMonitoringequipment
Other transport systems | Othertransportsystems | 5.3.3 | Refuse Disposal | 5.3.3.M.1 | Refuse collection and disposal equipment | RefuseDisposal | Refusecollectionanddisposalequipment | RefuseDisposalRefusecollectionanddisposalequipment
Power Installations | PowerInstallations | 5.3.3 | Refuse Disposal | 5.3.3.M.2 | Incineration plant and ancillaries | RefuseDisposal | Incinerationplantandancillaries | RefuseDisposalIncinerationplantandancillaries
Powered stair lifts | Poweredstairlifts | 5.3.3 | Refuse Disposal | 5.3.3.M.3 | Safety devices | RefuseDisposal | Safetydevices | RefuseDisposalSafetydevices
Refuse Disposal | RefuseDisposal | 5.4.1 | Mains water supply | 5.4.1.M.1 | Pipelines and fittings | Mainswatersupply | Pipelinesandfittings | MainswatersupplyPipelinesandfittings
Sanitary Ancillaries | SanitaryAncillaries | 5.4.1 | Mains water supply | 5.4.1.M.3 | Meters | Mainswatersupply | Meters | MainswatersupplyMeters
Sanitary Appliances | SanitaryAppliances | 5.4.1 | Mains water supply | 5.4.1.M.5 | Trace heating. | Mainswatersupply | Traceheating. | MainswatersupplyTraceheating.
Security systems | Securitysystems | 5.4.1 | Mains water supply | 5.4.1.M.2 | Valves | Mainswatersupply | Valves | MainswatersupplyValves
Services equipment | Servicesequipment | 5.4.1 | Mains water supply | 5.4.1.M.4 | Rising main to storage tanks | Mainswatersupply | Risingmaintostoragetanks | MainswatersupplyRisingmaintostoragetanks
Smoke extract / control | Smokeextractcontrol | 5.4.1 | Mains water supply | 5.4.1.M.4 | Thermal insulation. | Mainswatersupply | Thermalinsulation. | MainswatersupplyThermalinsulation.
Specialist refrigeration systems | Specialistrefrigerationsystems | 5.4.2 | Cold water distribution | 5.4.2.M.1 | Pipelines and fittings | Coldwaterdistribution | Pipelinesandfittings | ColdwaterdistributionPipelinesandfittings
Specialist electrical/ electronic systems | Specialistelectricalelectronicsystems | 5.4.2 | Cold water distribution | 5.4.2.M.10 | Instrumentation and controls | Coldwaterdistribution | Instrumentationandcontrols | ColdwaterdistributionInstrumentationandcontrols
Specialist lighting installations | Specialistlightinginstallations | 5.4.2 | Cold water distribution | 5.4.2.M.11 | Thermal insulation | Coldwaterdistribution | Thermalinsulation | ColdwaterdistributionThermalinsulation
Specialist piped supply systems | Specialistpipedsupplysystems | 5.4.2 | Cold water distribution | 5.4.2.M.12 | Rainwater harvesting systems | Coldwaterdistribution | Rainwaterharvestingsystems | ColdwaterdistributionRainwaterharvestingsystems
Steam and condensate distribution | Steamandcondensatedistribution | 5.4.2 | Cold water distribution | 5.4.2.M.2 | Valves | Coldwaterdistribution | Valves | ColdwaterdistributionValves
Surface water and foul water drainage | Surfacewaterandfoulwaterdrainage | 5.4.2 | Cold water distribution | 5.4.2.M.5 | Pumps | Coldwaterdistribution | Pumps | ColdwaterdistributionPumps
Walls and Screens | WallsandScreens | 5.4.2 | Cold water distribution | 5.4.2.M.6 | Pressurisation expansion units | Coldwaterdistribution | Pressurisationexpansionunits | ColdwaterdistributionPressurisationexpansionunits
Water features | Waterfeatures | 5.4.2 | Cold water distribution | 5.4.2.M.7 | Pressure booster sets | Coldwaterdistribution | Pressureboostersets | ColdwaterdistributionPressureboostersets
|  | 5.4.2 | Cold water distribution | 5.4.2.M.8 | Tanks | Coldwaterdistribution | Tanks | ColdwaterdistributionTanks
|  | 5.4.2 | Cold water distribution | 5.4.2.M.9 | Trace heating | Coldwaterdistribution | Traceheating | ColdwaterdistributionTraceheating
|  | 5.4.2 | Cold water distribution | 5.4.2.M.3 | Water saving devices | Coldwaterdistribution | Watersavingdevices | ColdwaterdistributionWatersavingdevices
|  | 5.4.2 | Cold water distribution | 5.4.2.M.4 | Taps | Coldwaterdistribution | Taps | ColdwaterdistributionTaps
|  | 5.4.2 | Cold water distribution | 5.4.2.M.13 | Grey water collection systems | Coldwaterdistribution | Greywatercollectionsystems | ColdwaterdistributionGreywatercollectionsystems
|  | 5.4.3 | Hot water distribution | 5.4.3.M.1 | Pipelines and fittings | Hotwaterdistribution | Pipelinesandfittings | HotwaterdistributionPipelinesandfittings
|  | 5.4.3 | Hot water distribution | 5.4.3.M.10 | Immersion heaters | Hotwaterdistribution | Immersionheaters | HotwaterdistributionImmersionheaters
|  | 5.4.3 | Hot water distribution | 5.4.3.M.11 | Expansion tank | Hotwaterdistribution | Expansiontank | HotwaterdistributionExpansiontank
|  | 5.4.3 | Hot water distribution | 5.4.3.M.12 | Water softeners | Hotwaterdistribution | Watersofteners | HotwaterdistributionWatersofteners
|  | 5.4.3 | Hot water distribution | 5.4.3.M.2 | Valves | Hotwaterdistribution | Valves | HotwaterdistributionValves
|  | 5.4.3 | Hot water distribution | 5.4.3.M.5 | Pumps | Hotwaterdistribution | Pumps | HotwaterdistributionPumps
|  | 5.4.3 | Hot water distribution | 5.4.3.M.6 | Heat exchangers | Hotwaterdistribution | Heatexchangers | HotwaterdistributionHeatexchangers
|  | 5.4.3 | Hot water distribution | 5.4.3.M.7 | Storage cylinders and calorifiers | Hotwaterdistribution | Storagecylindersandcalorifiers | HotwaterdistributionStoragecylindersandcalorifiers
|  | 5.4.3 | Hot water distribution | 5.4.3.M.8 | Trace heating | Hotwaterdistribution | Traceheating | HotwaterdistributionTraceheating
|  | 5.4.3 | Hot water distribution | 5.4.3.M.3 | Water saving devices | Hotwaterdistribution | Watersavingdevices | HotwaterdistributionWatersavingdevices
|  | 5.4.3 | Hot water distribution | 5.4.3.M.4 | Taps | Hotwaterdistribution | Taps | HotwaterdistributionTaps
|  | 5.4.3 | Hot water distribution | 5.4.3.M.13 | Instrumentation and controls | Hotwaterdistribution | Instrumentationandcontrols | HotwaterdistributionInstrumentationandcontrols
|  | 5.4.3 | Hot water distribution | 5.4.3.M.14 | Thermal insulation | Hotwaterdistribution | Thermalinsulation | HotwaterdistributionThermalinsulation
|  | 5.4.4 | Local Hot Water | 5.4.4.M.1 | Instant water heaters | LocalHotWater | Instantwaterheaters | LocalHotWaterInstantwaterheaters
|  | 5.4.4 | Local Hot Water | 5.4.4.M.1 | Instantaneous under sink, multipoint and over sink units | LocalHotWater | Instantaneousundersinkmultipointandoversinkunits | LocalHotWaterInstantaneousundersinkmultipointandoversinkunits
|  | 5.4.5 | Steam and condensate distribution | 5.4.5.M.1 | Pipelines and fittings | Steamandcondensatedistribution | Pipelinesandfittings | SteamandcondensatedistributionPipelinesandfittings
|  | 5.4.5 | Steam and condensate distribution | 5.4.5.M.2 | Valves | Steamandcondensatedistribution | Valves | SteamandcondensatedistributionValves
|  | 5.4.5 | Steam and condensate distribution | 5.4.5.M.5 | Condensate pump sets | Steamandcondensatedistribution | Condensatepumpsets | SteamandcondensatedistributionCondensatepumpsets
|  | 5.4.5 | Steam and condensate distribution | 5.4.5.M.8 | Heat exchangers | Steamandcondensatedistribution | Heatexchangers | SteamandcondensatedistributionHeatexchangers
|  | 5.4.5 | Steam and condensate distribution | 5.4.5.M.9 | Steam Calorifier | Steamandcondensatedistribution | Steam Calorifier | SteamandcondensatedistributionSteamCalorifier
|  | 5.4.5 | Steam and condensate distribution | 5.4.5.M.3 | Steam reduction stations | Steamandcondensatedistribution | Steamreductionstations | SteamandcondensatedistributionSteamreductionstations
|  | 5.4.5 | Steam and condensate distribution | 5.4.5.M.4 | Condensate receivers | Steamandcondensatedistribution | Condensatereceivers | SteamandcondensatedistributionCondensatereceivers
|  | 5.4.5 | Steam and condensate distribution | 5.4.5.M.6 | Steam connection outlets | Steamandcondensatedistribution | Steamconnectionoutlets | SteamandcondensatedistributionSteamconnectionoutlets
|  | 5.4.5 | Steam and condensate distribution | 5.4.5.M.7 | Taps | Steamandcondensatedistribution | Taps | SteamandcondensatedistributionTaps
|  | 5.4.5 | Steam and condensate distribution | 5.4.5.M.10 | Instrumentation and controls | Steamandcondensatedistribution | Instrumentationandcontrols | SteamandcondensatedistributionInstrumentationandcontrols
|  | 5.4.5 | Steam and condensate distribution | 5.4.5.M.11 | Thermal insulation | Steamandcondensatedistribution | Thermalinsulation | SteamandcondensatedistributionThermalinsulation
|  | 5.5.1 | Heat Source | 5.5.1.M.1 | Boiler – biomass | HeatSource | Boilerbiomass | HeatSourceBoilerbiomass
|  | 5.5.1 | Heat Source | 5.5.1.M.2 | Boiler - gas/oil | HeatSource | Boilergasoil | HeatSourceBoilergasoil
|  | 5.5.1 | Heat Source | 5.5.1.M.3 | Boiler – coal fired | HeatSource | Boilercoalfired | HeatSourceBoilercoalfired
|  | 5.5.1 | Heat Source | 5.5.1.M.4 | Boiler – electric | HeatSource | Boilerelectric | HeatSourceBoilerelectric
|  | 5.5.1 | Heat Source | 5.5.1.M.5 | Packaged steam generators | HeatSource | Packagedsteamgenerators | HeatSourcePackagedsteamgenerators
|  | 5.5.1 | Heat Source | 5.5.1.M.7 | Central (combined) heat and power (CHP) boiler plant | HeatSource | CentralcombinedheatandpowerCHPboilerplant | HeatSourceCentralcombinedheatandpowerCHPboilerplant
|  | 5.5.1 | Heat Source | 5.5.1.M.9 | Ground source heating | HeatSource | Groundsourceheating | HeatSourceGroundsourceheating
|  | 5.5.1 | Heat Source | 5.5.1.M.10 | Pumps, valves | HeatSource | Pumpsvalves | HeatSourcePumpsvalves
|  | 5.5.1 | Heat Source | 5.5.1.M.12 | Solar thermal panels | HeatSource | Solarthermalpanels | HeatSourceSolarthermalpanels
|  | 5.5.1 | Heat Source | 5.5.1.M.14 | Tanks | HeatSource | Tanks | HeatSourceTanks
|  | 5.5.1 | Heat Source | 5.5.1.M.16 | Instrumentation and controls | HeatSource | Instrumentationandcontrols | HeatSourceInstrumentationandcontrols
|  | 5.5.1 | Heat Source | 5.5.1.M.17 | Burner | HeatSource | Burner | HeatSourceBurner
|  | 5.5.1 | Heat Source | 5.5.1.M.19 | Flue system | HeatSource | Fluesystem | HeatSourceFluesystem
|  | 5.5.1 | Heat Source | 5.5.1.M.6 | Boiler - wood pellet | HeatSource | Boilerwoodpellet | HeatSourceBoilerwoodpellet
|  | 5.5.1 | Heat Source | 5.5.1.M.8 | Heat pumps | HeatSource | Heatpumps | HeatSourceHeatpumps
|  | 5.5.1 | Heat Source | 5.5.1.M.11 | Non-storage calorifiers | HeatSource | Nonstoragecalorifiers | HeatSourceNonstoragecalorifiers
|  | 5.5.1 | Heat Source | 5.5.1.M.13 | Other heat sources | HeatSource | Otherheatsources | HeatSourceOtherheatsources
|  | 5.5.1 | Heat Source | 5.5.1.M.18 | Gantries | HeatSource | Gantries | HeatSourceGantries
|  | 5.6.1 | Central Heating | 5.6.1.M.2 | Pipelines and fittings | CentralHeating | Pipelinesandfittings | CentralHeatingPipelinesandfittings
|  | 5.6.1 | Central Heating | 5.6.1.M.3 | Heat emitters | CentralHeating | Heatemitters | CentralHeatingHeatemitters
|  | 5.6.1 | Central Heating | 5.6.1.M.4 | Under-floor heating | CentralHeating | Underfloorheating | CentralHeatingUnderfloorheating
|  | 5.6.1 | Central Heating | 5.6.1.M.5 | Heated ceiling panels | CentralHeating | Heatedceilingpanels | CentralHeatingHeatedceilingpanels
|  | 5.6.1 | Central Heating | 5.6.1.M.7 | Convection systems | CentralHeating | Convectionsystems | CentralHeatingConvectionsystems
|  | 5.6.1 | Central Heating | 5.6.1.M.11 | Heated towel rails | CentralHeating | Heatedtowelrails | CentralHeatingHeatedtowelrails
|  | 5.6.1 | Central Heating | 5.6.1.M.12 | Valves and fittings | CentralHeating | Valvesandfittings | CentralHeatingValvesandfittings
|  | 5.6.1 | Central Heating | 5.6.1.M.13 | Ductwork | CentralHeating | Ductwork | CentralHeatingDuctwork
|  | 5.6.1 | Central Heating | 5.6.1.M.13 | Pumps | CentralHeating | Pumps | CentralHeatingPumps
|  | 5.6.1 | Central Heating | 5.6.1.M.13 | Pressurisation expansion units | CentralHeating | Pressurisationexpansionunits | CentralHeatingPressurisationexpansionunits
|  | 5.6.1 | Central Heating | 5.6.1.M.14 | Grilles and diffusers | CentralHeating | Grillesanddiffusers | CentralHeatingGrillesanddiffusers
|  | 5.6.1 | Central Heating | 5.6.1.M.15 | Thermal wheel | CentralHeating | Thermalwheel | CentralHeatingThermalwheel
|  | 5.6.1 | Central Heating | 5.6.1.M.6 | Warm air heating | CentralHeating | Warmairheating | CentralHeatingWarmairheating
|  | 5.6.1 | Central Heating | 5.6.1.M.8 | Cable heating systems | CentralHeating | Cableheatingsystems | CentralHeatingCableheatingsystems
|  | 5.6.1 | Central Heating | 5.6.1.M.9 | Plenum air heating system | CentralHeating | Plenumairheatingsystem | CentralHeatingPlenumairheatingsystem
|  | 5.6.1 | Central Heating | 5.6.1.M.10 | Off-peak heating system | CentralHeating | Offpeakheatingsystem | CentralHeatingOffpeakheatingsystem
|  | 5.6.1 | Central Heating | 5.6.1.M.15 | Plate recuperator | CentralHeating | Platerecuperator | CentralHeatingPlaterecuperator
|  | 5.6.1 | Central Heating | 5.6.1.M.17 | Duct heater battery - electric | CentralHeating | Ductheaterbatteryelectric | CentralHeatingDuctheaterbatteryelectric
|  | 5.6.1 | Central Heating | 5.6.1.M.19 | Instrumentation and controls | CentralHeating | Instrumentationandcontrols | CentralHeatingInstrumentationandcontrols
|  | 5.6.1 | Central Heating | 5.6.1.M.20 | Thermal insulation | CentralHeating | Thermalinsulation | CentralHeatingThermalinsulation
|  | 5.6.2 | Local Heating | 5.6.2.M.1 | Room heaters or fires | LocalHeating | Roomheatersorfires | LocalHeatingRoomheatersorfires
|  | 5.6.2 | Local Heating | 5.6.2.M.2 | Chimneys and flues | LocalHeating | Chimneysandflues | LocalHeatingChimneysandflues
|  | 5.6.2 | Local Heating | 5.6.2.M.3 | Instrumentation and controls | LocalHeating | Instrumentationandcontrols | LocalHeatingInstrumentationandcontrols
|  | 5.6.3 | Central Cooling | 5.6.3.M.1 | Chilled beams | CentralCooling | Chilledbeams | CentralCoolingChilledbeams
|  | 5.6.3 | Central Cooling | 5.6.3.M.10 | Valves | CentralCooling | Valves | CentralCoolingValves
|  | 5.6.3 | Central Cooling | 5.6.3.M.11 | Pumps | CentralCooling | Pumps | CentralCoolingPumps
|  | 5.6.3 | Central Cooling | 5.6.3.M.12 | Distribution ductwork and fittings | CentralCooling | Distributionductworkandfittings | CentralCoolingDistributionductworkandfittings
|  | 5.6.3 | Central Cooling | 5.6.3.M.13 | Grilles, and diffusers | CentralCooling | Grillesanddiffusers | CentralCoolingGrillesanddiffusers
|  | 5.6.3 | Central Cooling | 5.6.3.M.14 | Air handling units | CentralCooling | Airhandlingunits | CentralCoolingAirhandlingunits
|  | 5.6.3 | Central Cooling | 5.6.3.M.16 | Instrumentation and controls | CentralCooling | Instrumentationandcontrols | CentralCoolingInstrumentationandcontrols
|  | 5.6.3 | Central Cooling | 5.6.3.M.18 | Sundry items | CentralCooling | Sundryitems | CentralCoolingSundryitems
|  | 5.6.3 | Central Cooling | 5.6.3.M.2 | Fan coil units | CentralCooling | Fancoilunits | CentralCoolingFancoilunits
|  | 5.6.3 | Central Cooling | 5.6.3.M.3 | VAV cooling system | CentralCooling | VAVcoolingsystem | CentralCoolingVAVcoolingsystem
|  | 5.6.3 | Central Cooling | 5.6.3.M.4 | VRV systems | CentralCooling | VRVsystems | CentralCoolingVRVsystems
|  | 5.6.3 | Central Cooling | 5.6.3.M.5 | Chillers | CentralCooling | Chillers | CentralCoolingChillers
|  | 5.6.3 | Central Cooling | 5.6.3.M.7 | Cooling towers | CentralCooling | Coolingtowers | CentralCoolingCoolingtowers
|  | 5.6.3 | Central Cooling | 5.6.3.M.8 | Pipelines and fittings | CentralCooling | Pipelinesandfittings | CentralCoolingPipelinesandfittings
|  | 5.6.3 | Central Cooling | 5.6.3.M.8 | Pressurisation expansion units | CentralCooling | Pressurisationexpansionunits | CentralCoolingPressurisationexpansionunits
|  | 5.6.3 | Central Cooling | 5.6.3.M.6 | Central refrigeration plant | CentralCooling | Centralrefrigerationplant | CentralCoolingCentralrefrigerationplant
|  | 5.6.3 | Central Cooling | 5.6.3.M.9 | Cold and treated water feeds | CentralCooling | Coldandtreatedwaterfeeds | CentralCoolingColdandtreatedwaterfeeds
|  | 5.6.3 | Central Cooling | 5.6.3.M.15 | Emission units | CentralCooling | Emissionunits | CentralCoolingEmissionunits
|  | 5.6.3 | Central Cooling | 5.6.3.M.17 | Thermal insulation | CentralCooling | Thermalinsulation | CentralCoolingThermalinsulation
|  | 5.6.4 | Local Cooling | 5.6.4.M.1 | Local cooling units | LocalCooling | Localcoolingunits | LocalCoolingLocalcoolingunits
|  | 5.6.4 | Local Cooling | 5.6.4.M.4 | Ductwork and fittings | LocalCooling | Ductworkandfittings | LocalCoolingDuctworkandfittings
|  | 5.6.4 | Local Cooling | 5.6.4.M.5 | Grilles, diffusers fans | LocalCooling | Grillesdiffusersfans | LocalCoolingGrillesdiffusersfans
|  | 5.6.4 | Local Cooling | 5.6.4.M.6 | Instrumentation and controls | LocalCooling | Instrumentationandcontrols | LocalCoolingInstrumentationandcontrols
|  | 5.6.4 | Local Cooling | 5.6.4.M.2 | Pipelines and fittings | LocalCooling | Pipelinesandfittings | LocalCoolingPipelinesandfittings
|  | 5.6.4 | Local Cooling | 5.6.4.M.3 | Valves | LocalCooling | Valves | LocalCoolingValves
|  | 5.6.5 | Central heating and cooling | 5.6.5.M.10 | Air handling units | Centralheatingandcooling | Airhandlingunits | CentralheatingandcoolingAirhandlingunits
|  | 5.6.5 | Central heating and cooling | 5.6.5.M.11 | Fan coil units2 | Centralheatingandcooling | Fancoilunits2 | CentralheatingandcoolingFancoilunits2
|  | 5.6.5 | Central heating and cooling | 5.6.5.M.13 | Instrumentation and controls | Centralheatingandcooling | Instrumentationandcontrols | CentralheatingandcoolingInstrumentationandcontrols
|  | 5.6.5 | Central heating and cooling | 5.6.5.M.2 | VAV systems | Centralheatingandcooling | VAVsystems | CentralheatingandcoolingVAVsystems
|  | 5.6.5 | Central heating and cooling | 5.6.5.M.4 | Chillers | Centralheatingandcooling | Chillers | CentralheatingandcoolingChillers
|  | 5.6.5 | Central heating and cooling | 5.6.5.M.5 | Pipelines and fittings | Centralheatingandcooling | Pipelinesandfittings | CentralheatingandcoolingPipelinesandfittings
|  | 5.6.5 | Central heating and cooling | 5.6.5.M.7 | Pumps | Centralheatingandcooling | Pumps | CentralheatingandcoolingPumps
|  | 5.6.5 | Central heating and cooling | 5.6.5.M.7 | Pressurisation expansion units | Centralheatingandcooling | Pressurisationexpansionunits | CentralheatingandcoolingPressurisationexpansionunits
|  | 5.6.5 | Central heating and cooling | 5.6.5.M.8 | Distribution ductwork and fittings | Centralheatingandcooling | Distributionductworkandfittings | CentralheatingandcoolingDistributionductworkandfittings
|  | 5.6.5 | Central heating and cooling | 5.6.5.M.9 | Grilles, diffusers, fans, filters | Centralheatingandcooling | Grillesdiffusersfansfilters | CentralheatingandcoolingGrillesdiffusersfansfilters
|  | 5.6.5 | Central heating and cooling | 5.6.5.M.1 | Fan coil units1 | Centralheatingandcooling | Fancoilunits1 | CentralheatingandcoolingFancoilunits1
|  | 5.6.5 | Central heating and cooling | 5.6.5.M.3 | Reverse cycle heat pump systems | Centralheatingandcooling | Reversecycleheatpumpsystems | CentralheatingandcoolingReversecycleheatpumpsystems
|  | 5.6.5 | Central heating and cooling | 5.6.5.M.6 | Valves | Centralheatingandcooling | Valves | CentralheatingandcoolingValves
|  | 5.6.5 | Central heating and cooling | 5.6.5.M.14 | Thermal insulation | Centralheatingandcooling | Thermalinsulation | CentralheatingandcoolingThermalinsulation
|  | 5.6.6 | Local heating and cooling | 5.6.6.M.1 | Local heating and cooling | Localheatingandcooling | Localheatingandcooling | LocalheatingandcoolingLocalheatingandcooling
|  | 5.6.6 | Local heating and cooling | 5.6.6.M.4 | Pumps | Localheatingandcooling | Pumps | LocalheatingandcoolingPumps
|  | 5.6.6 | Local heating and cooling | 5.6.6.M.5 | Ductwork, fittings and ancillaries | Localheatingandcooling | Ductworkfittingsandancillaries | LocalheatingandcoolingDuctworkfittingsandancillaries
|  | 5.6.6 | Local heating and cooling | 5.6.6.M.6 | Grilles, diffusers, fans, filters | Localheatingandcooling | Grillesdiffusersfansfilters | LocalheatingandcoolingGrillesdiffusersfansfilters
|  | 5.6.6 | Local heating and cooling | 5.6.6.M.2 | Pipelines and fittings | Localheatingandcooling | Pipelinesandfittings | LocalheatingandcoolingPipelinesandfittings
|  | 5.6.6 | Local heating and cooling | 5.6.6.M.3 | Valves | Localheatingandcooling | Valves | LocalheatingandcoolingValves
|  | 5.6.6 | Local heating and cooling | 5.6.6.M.8 | Instrumentation and controls | Localheatingandcooling | Instrumentationandcontrols | LocalheatingandcoolingInstrumentationandcontrols
|  | 5.6.6 | Local heating and cooling | 5.6.6.M.9 | Thermal insulation | Localheatingandcooling | Thermalinsulation | LocalheatingandcoolingThermalinsulation
|  | 5.6.7 | Central air conditioning | 5.6.7.M.2 | Air conditioning systems | Centralairconditioning | Airconditioningsystems | CentralairconditioningAirconditioningsystems
|  | 5.6.7 | Central air conditioning | 5.6.7.M.2 | TBD | Centralairconditioning | TBD | CentralairconditioningTBD
|  | 5.6.7 | Central air conditioning | 5.6.7.M.4 | Air handling units | Centralairconditioning | Airhandlingunits | CentralairconditioningAirhandlingunits
|  | 5.6.7 | Central air conditioning | 5.6.7.M.5 | Terminal units/emitters | Centralairconditioning | Terminalunitsemitters | CentralairconditioningTerminalunitsemitters
|  | 5.6.7 | Central air conditioning | 5.6.7.M.9 | Ductwork and fittings | Centralairconditioning | Ductworkandfittings | CentralairconditioningDuctworkandfittings
|  | 5.6.7 | Central air conditioning | 5.6.7.M.10 | Grilles, diffusers, fans, filters | Centralairconditioning | Grillesdiffusersfansfilters | CentralairconditioningGrillesdiffusersfansfilters
|  | 5.6.7 | Central air conditioning | 5.6.7.M.11 | Instrumentation and controls | Centralairconditioning | Instrumentationandcontrols | CentralairconditioningInstrumentationandcontrols
|  | 5.6.7 | Central air conditioning | 5.6.7.M.12 | Thermal insulation | Centralairconditioning | Thermalinsulation | CentralairconditioningThermalinsulation
|  | 5.6.7 | Central air conditioning | 5.6.7.M.1 | Plenum air heating systems | Centralairconditioning | Plenumairheatingsystems | CentralairconditioningPlenumairheatingsystems
|  | 5.6.7 | Central air conditioning | 5.6.7.M.3 | Chillers | Centralairconditioning | Chillers | CentralairconditioningChillers
|  | 5.6.7 | Central air conditioning | 5.6.7.M.6 | Pipelines and fittings. | Centralairconditioning | Pipelinesandfittings. | CentralairconditioningPipelinesandfittings.
|  | 5.6.7 | Central air conditioning | 5.6.7.M.7 | Valves | Centralairconditioning | Valves | CentralairconditioningValves
|  | 5.6.7 | Central air conditioning | 5.6.7.M.8 | Pumps | Centralairconditioning | Pumps | CentralairconditioningPumps
|  | 5.6.8 | Local air conditioning | 5.6.8.M.1 | Air conditioning units | Localairconditioning | Airconditioningunits | LocalairconditioningAirconditioningunits
|  | 5.6.8 | Local air conditioning | 5.6.8.M.4 | Pumps | Localairconditioning | Pumps | LocalairconditioningPumps
|  | 5.6.8 | Local air conditioning | 5.6.8.M.5 | Ductwork, fittings and ancillaries | Localairconditioning | Ductworkfittingsandancillaries | LocalairconditioningDuctworkfittingsandancillaries
|  | 5.6.8 | Local air conditioning | 5.6.8.M.6 | Grilles, diffusers, fans, filters | Localairconditioning | Grillesdiffusersfansfilters | LocalairconditioningGrillesdiffusersfansfilters
|  | 5.6.8 | Local air conditioning | 5.6.6.M.2 | Pipelines and fittings | Localairconditioning | Pipelinesandfittings | LocalairconditioningPipelinesandfittings
|  | 5.6.8 | Local air conditioning | 5.6.6.M.3 | Valves | Localairconditioning | Valves | LocalairconditioningValves
|  | 5.6.8 | Local air conditioning | 5.6.6.M.7 | Instrumentation and controls | Localairconditioning | Instrumentationandcontrols | LocalairconditioningInstrumentationandcontrols
|  | 5.6.8 | Local air conditioning | 5.6.6.M.8 | Thermal insulation | Localairconditioning | Thermalinsulation | LocalairconditioningThermalinsulation
|  | 5.6.8 | Local air conditioning | 5.6.6.M.9 | Air curtains | Localairconditioning | Aircurtains | LocalairconditioningAircurtains
|  | 5.7.1 | Central ventilation | 5.7.1.M.1 | Air extract systems | Centralventilation | Airextractsystems | CentralventilationAirextractsystems
|  | 5.7.1 | Central ventilation | 5.7.1.M.10 | Instrumentation and controls | Centralventilation | Instrumentationandcontrols | CentralventilationInstrumentationandcontrols
|  | 5.7.1 | Central ventilation | 5.7.1.M.2 | Air supply and extract systems | Centralventilation | Airsupplyandextractsystems | CentralventilationAirsupplyandextractsystems
|  | 5.7.1 | Central ventilation | 5.7.1.M.4 | Fan units | Centralventilation | Fanunits | CentralventilationFanunits
|  | 5.7.1 | Central ventilation | 5.7.1.M.5 | Pipelines and fittings | Centralventilation | Pipelinesandfittings | CentralventilationPipelinesandfittings
|  | 5.7.1 | Central ventilation | 5.7.1.M.6 | Grilles, diffusers, fans, filters | Centralventilation | Grillesdiffusersfansfilters | CentralventilationGrillesdiffusersfansfilters
|  | 5.7.1 | Central ventilation | 5.7.1.M.9 | Pumps | Centralventilation | Pumps | CentralventilationPumps
|  | 5.7.1 | Central ventilation | 5.7.1.M.3 | Extract unit/terminal units | Centralventilation | Extractunitterminalunits | CentralventilationExtractunitterminalunits
|  | 5.7.1 | Central ventilation | 5.7.1.M.7 | Ductwork, and fittings | Centralventilation | Ductworkandfittings | CentralventilationDuctworkandfittings
|  | 5.7.1 | Central ventilation | 5.7.1.M.8 | Valves | Centralventilation | Valves | CentralventilationValves
|  | 5.7.2 | Local and special ventilation | 5.7.2.M.1 | Extract Fans | Localandspecialventilation | ExtractFans | LocalandspecialventilationExtractFans
|  | 5.7.2 | Local and special ventilation | 5.7.2.M.10 | Fans | Localandspecialventilation | Fans | LocalandspecialventilationFans
|  | 5.7.2 | Local and special ventilation | 5.7.2.M.11 | Car Park Ventilation | Localandspecialventilation | CarParkVentilation | LocalandspecialventilationCarParkVentilation
|  | 5.7.2 | Local and special ventilation | 5.7.2.M.12 | Ductwork, and fittings | Localandspecialventilation | Ductworkandfittings | LocalandspecialventilationDuctworkandfittings
|  | 5.7.2 | Local and special ventilation | 5.7.2.M.13 | Grilles, diffusers, fans, filters | Localandspecialventilation | Grillesdiffusersfansfilters | LocalandspecialventilationGrillesdiffusersfansfilters
|  | 5.7.2 | Local and special ventilation | 5.7.2.M.14 | Instrumentation and controls | Localandspecialventilation | Instrumentationandcontrols | LocalandspecialventilationInstrumentationandcontrols
|  | 5.7.2 | Local and special ventilation | 5.7.2.M.2 | Kitchen ventilation | Localandspecialventilation | Kitchenventilation | LocalandspecialventilationKitchenventilation
|  | 5.7.2 | Local and special ventilation | 5.7.2.M.3 | Safety cabinet and fume cupboard extracts | Localandspecialventilation | Safetycabinetandfumecupboardextracts | LocalandspecialventilationSafetycabinetandfumecupboardextracts
|  | 5.7.2 | Local and special ventilation | 5.7.2.M.4 | Fume extracts | Localandspecialventilation | Fumeextracts | LocalandspecialventilationFumeextracts
|  | 5.7.2 | Local and special ventilation | 5.7.2.M.5 | Dust collection | Localandspecialventilation | Dustcollection | LocalandspecialventilationDustcollection
|  | 5.7.2 | Local and special ventilation | 5.7.2.M.9 | Rotating ventilators | Localandspecialventilation | Rotatingventilators | LocalandspecialventilationRotatingventilators
|  | 5.7.2 | Local and special ventilation | 5.7.2.M.6 | Anaesthetic gas extract | Localandspecialventilation | Anaestheticgasextract | LocalandspecialventilationAnaestheticgasextract
|  | 5.7.2 | Local and special ventilation | 5.7.2.M.7 | Cyclone systems | Localandspecialventilation | Cyclonesystems | LocalandspecialventilationCyclonesystems
|  | 5.10.1 | Lifts and enclosed hoists | 5.10.1.M.1 | Lifts | Liftsandenclosedhoists | Lifts | LiftsandenclosedhoistsLifts
|  | 5.10.1 | Lifts and enclosed hoists | 5.10.1.M.2 | Fire fighting lifts | Liftsandenclosedhoists | Firefightinglifts | LiftsandenclosedhoistsFirefightinglifts
|  | 5.10.1 | Lifts and enclosed hoists | 5.10.1.M.3 | Wall climbing lifts | Liftsandenclosedhoists | Wallclimbinglifts | LiftsandenclosedhoistsWallclimbinglifts
|  | 5.10.1 | Lifts and enclosed hoists | 5.10.1.M.4 | Gantries | Liftsandenclosedhoists | Gantries | LiftsandenclosedhoistsGantries
|  | 5.10.1 | Lifts and enclosed hoists | 5.10.1.M.5 | Lift Controls | Liftsandenclosedhoists | LiftControls | LiftsandenclosedhoistsLiftControls
|  | 5.10.1 | Lifts and enclosed hoists | 5.10.1.M.6 | Hoists | Liftsandenclosedhoists | Hoists | LiftsandenclosedhoistsHoists
|  | 5.10.10 | Other transport systems | 5.10.10.M.1 | Paternoster lifts | Othertransportsystems | Paternosterlifts | OthertransportsystemsPaternosterlifts
|  | 5.10.10 | Other transport systems | 5.10.10.M.2 | Hoists for moving people with disability | Othertransportsystems | Hoistsformovingpeoplewithdisability | OthertransportsystemsHoistsformovingpeoplewithdisability
|  | 5.10.10 | Other transport systems | 5.10.10.M.3 | Other transport systems | Othertransportsystems | Othertransportsystems | OthertransportsystemsOthertransportsystems
|  | 5.10.10 | Other transport systems | 5.10.10.M.4 | Control components | Othertransportsystems | Controlcomponents | OthertransportsystemsControlcomponents
|  | 5.10.2 | Escalators | 5.10.2.M.1 | Escalator | Escalators | Escalator | EscalatorsEscalator
|  | 5.10.2 | Escalators | 5.10.2.M.2 | Ancillary components | Escalators | Ancillarycomponents | EscalatorsAncillarycomponents
|  | 5.10.2 | Escalators | 5.10.2.M.3 | Escalator Controls | Escalators | EscalatorControls | EscalatorsEscalatorControls
|  | 5.10.3 | Moving Pavements | 5.10.3.M.3 | Stair lifts | MovingPavements | Stairlifts | MovingPavementsStairlifts
|  | 5.10.3 | Moving Pavements | 5.10.3.M.4 | Escalator Controls | MovingPavements | EscalatorControls | MovingPavementsEscalatorControls
|  | 5.10.4 | Powered stair lifts | 5.10.4.M.1 | Stair lifts | Poweredstairlifts | Stairlifts | PoweredstairliftsStairlifts
|  | 5.10.4 | Powered stair lifts | 5.10.4.M.2 | Stair-lift Controls | Poweredstairlifts | StairliftControls | PoweredstairliftsStairliftControls
|  | 5.10.5 | Conveyors | 5.10.5.M.1 | Conveyor systems | Conveyors | Conveyorsystems | ConveyorsConveyorsystems
|  | 5.10.5 | Conveyors | 5.10.5.M.2 | Specialist conveyor systems | Conveyors | Specialistconveyorsystems | ConveyorsSpecialistconveyorsystems
|  | 5.10.5 | Conveyors | 5.10.5.M.3 | Controls components | Conveyors | Controlscomponents | ConveyorsControlscomponents
|  | 5.10.6 | Dock levellers and scissor lifts | 5.10.6.M.1 | Dock levellers | Docklevellersandscissorlifts | Docklevellers | DocklevellersandscissorliftsDocklevellers
|  | 5.10.6 | Dock levellers and scissor lifts | 5.10.6.M.2 | Scissor lifts | Docklevellersandscissorlifts | Scissorlifts | DocklevellersandscissorliftsScissorlifts
|  | 5.10.6 | Dock levellers and scissor lifts | 5.10.6.M.3 | Dock Leveller Controls | Docklevellersandscissorlifts | DockLevellerControls | DocklevellersandscissorliftsDockLevellerControls
|  | 5.10.7 | Cranes and unenclosed hoists | 5.10.7.M.3 | Unenclosed Hoists and Cradles | Cranesandunenclosedhoists | UnenclosedHoistsandCradles | CranesandunenclosedhoistsUnenclosedHoistsandCradles
|  | 5.10.7 | Cranes and unenclosed hoists | 5.10.7.M.4 | Hoist controls | Cranesandunenclosedhoists | Hoistcontrols | CranesandunenclosedhoistsHoistcontrols
|  | 5.11.1 | Fire fighting systems | 5.11.1.M.1 | Fire Hose reels | Firefightingsystems | FireHosereels | FirefightingsystemsFireHosereels
|  | 5.11.1 | Fire fighting systems | 5.11.1.M.2 | Dry riser | Firefightingsystems | Dryriser | FirefightingsystemsDryriser
|  | 5.11.1 | Fire fighting systems | 5.11.1.M.3 | Wet riser | Firefightingsystems | Wetriser | FirefightingsystemsWetriser
|  | 5.11.1 | Fire fighting systems | 5.11.1.M.4 | Pipelines and fittings | Firefightingsystems | Pipelinesandfittings | FirefightingsystemsPipelinesandfittings
|  | 5.11.1 | Fire fighting systems | 5.11.1.M.5 | Thermal insulation | Firefightingsystems | Thermalinsulation | FirefightingsystemsThermalinsulation
|  | 5.11.1 | Fire fighting systems | 5.11.1.M.6 | Control components | Firefightingsystems | Controlcomponents | FirefightingsystemsControlcomponents
|  | 5.11.1 | Fire fighting systems | 5.11.1.M.7 | Fire and smoke protection curtains | Firefightingsystems | Fireandsmokeprotectioncurtains | FirefightingsystemsFireandsmokeprotectioncurtains
|  | 5.11.2 | Fire suppression systems | 5.11.1.M.1 | Fire Hose reels | Firesuppressionsystems | FireHosereels | FiresuppressionsystemsFireHosereels
|  | 5.11.2 | Fire suppression systems | 5.11.2.M.1 | Sprinkler system | Firesuppressionsystems | Sprinklersystem | FiresuppressionsystemsSprinklersystem
|  | 5.11.2 | Fire suppression systems | 5.11.2.M.2 | Deluge system | Firesuppressionsystems | Delugesystem | FiresuppressionsystemsDelugesystem
|  | 5.11.2 | Fire suppression systems | 5.11.2.M.3 | Gas Fire Fighting Injection | Firesuppressionsystems | GasFireFightingInjection | FiresuppressionsystemsGasFireFightingInjection
|  | 5.11.2 | Fire suppression systems | 5.11.2.M.4 | Foam Dispensing Fire Fighting System | Firesuppressionsystems | FoamDispensingFireFightingSystem | FiresuppressionsystemsFoamDispensingFireFightingSystem
|  | 5.11.2 | Fire suppression systems | 5.11.2.M.6 | Tanks | Firesuppressionsystems | Tanks | FiresuppressionsystemsTanks
|  | 5.11.2 | Fire suppression systems | 5.11.2.M.5 | Pipelines and fittings | Firesuppressionsystems | Pipelinesandfittings | FiresuppressionsystemsPipelinesandfittings
|  | 5.11.2 | Fire suppression systems | 5.11.2.M.7 | Thermal insulation | Firesuppressionsystems | Thermalinsulation | FiresuppressionsystemsThermalinsulation
|  | 5.11.2 | Fire suppression systems | 5.11.2.M.8 | Control components | Firesuppressionsystems | Controlcomponents | FiresuppressionsystemsControlcomponents
|  | 5.11.3 | Lightning protection | 5.11.3.M.1 | Lightning protection | Lightningprotection | Lightningprotection | LightningprotectionLightningprotection
|  | 5.12.1 | Communication systems | 5.12.1.M.2 | Data transmission systems | Communicationsystems | Datatransmissionsystems | CommunicationsystemsDatatransmissionsystems
|  | 5.12.1 | Communication systems | 5.12.1.M.3 | Paging and emergency call systems | Communicationsystems | Pagingandemergencycallsystems | CommunicationsystemsPagingandemergencycallsystems
|  | 5.12.1 | Communication systems | 5.12.1.M.4 | Public Address System | Communicationsystems | PublicAddressSystem | CommunicationsystemsPublicAddressSystem
|  | 5.12.1 | Communication systems | 5.12.1.M.6 | Projection systems | Communicationsystems | Projectionsystems | CommunicationsystemsProjectionsystems
|  | 5.12.1 | Communication systems | 5.12.1.M.7 | Fire detection and alarm systems | Communicationsystems | Firedetectionandalarmsystems | CommunicationsystemsFiredetectionandalarmsystems
|  | 5.12.1 | Communication systems | 5.12.1.M.8 | Smoke detection | Communicationsystems | Smokedetection | CommunicationsystemsSmokedetection
|  | 5.12.1 | Communication systems | 5.12.1.M.9 | Liquid detection alarms | Communicationsystems | Liquiddetectionalarms | CommunicationsystemsLiquiddetectionalarms
|  | 5.12.1 | Communication systems | 5.12.1.M.10 | Clock | Communicationsystems | Clock | CommunicationsystemsClock
|  | 5.12.1 | Communication systems | 5.12.1.M.12 | Television systems | Communicationsystems | Televisionsystems | CommunicationsystemsTelevisionsystems
|  | 5.12.1 | Communication systems | 5.12.1.M.14 | Other communication systems | Communicationsystems | Othercommunicationsystems | CommunicationsystemsOthercommunicationsystems
|  | 5.12.1 | Communication systems | 5.12.1.M.1 | Telecommunication systems | Communicationsystems | Telecommunicationsystems | CommunicationsystemsTelecommunicationsystems
|  | 5.12.1 | Communication systems | 5.12.1.M.5 | Radio systems | Communicationsystems | Radiosystems | CommunicationsystemsRadiosystems
|  | 5.12.1 | Communication systems | 5.12.1.M.11 | Radios | Communicationsystems | Radios | CommunicationsystemsRadios
|  | 5.12.2 | Security systems | 5.12.2.M.1 | Surveillance equipment | Securitysystems | Surveillanceequipment | SecuritysystemsSurveillanceequipment
|  | 5.12.2 | Security systems | 5.12.2.M.2 | Security detection equipment | Securitysystems | Securitydetectionequipment | SecuritysystemsSecuritydetectionequipment
|  | 5.12.2 | Security systems | 5.12.2.M.3 | Security alarm equipment | Securitysystems | Securityalarmequipment | SecuritysystemsSecurityalarmequipment
|  | 5.12.2 | Security systems | 5.12.2.M.5 | Burglar and security alarms | Securitysystems | Burglarandsecurityalarms | SecuritysystemsBurglarandsecurityalarms
|  | 5.12.2 | Security systems | 5.12.2.M.6 | Door entry systems | Securitysystems | Doorentrysystems | SecuritysystemsDoorentrysystems
|  | 5.12.2 | Security systems | 5.12.2.M.7 | Security lights and lighting systems | Securitysystems | Securitylightsandlightingsystems | SecuritysystemsSecuritylightsandlightingsystems
|  | 5.12.2 | Security systems | 5.12.2.M.4 | Access Control systems | Securitysystems | AccessControlsystems | SecuritysystemsAccessControlsystems
|  | 5.12.3 | Central control / building management systems | 5.12.3.M.2 | BMS Central operating station systems | Centralcontrolbuildingmanagementsystems | BMSCentraloperatingstationsystems | CentralcontrolbuildingmanagementsystemsBMSCentraloperatingstationsystems
|  | 5.12.3 | Central control / building management systems | 5.12.3.M.4 | Controlling terminal units and switches | Centralcontrolbuildingmanagementsystems | Controllingterminalunitsandswitches | CentralcontrolbuildingmanagementsystemsControllingterminalunitsandswitches
|  | 5.12.3 | Central control / building management systems | 5.12.3.M.1 | Control Panels | Centralcontrolbuildingmanagementsystems | ControlPanels | CentralcontrolbuildingmanagementsystemsControlPanels
|  | 5.12.3 | Central control / building management systems | 5.12.3.M.5 | Control cabling and containment | Centralcontrolbuildingmanagementsystems | Controlcablingandcontainment | CentralcontrolbuildingmanagementsystemsControlcablingandcontainment
|  | 5.12.3 | Central control / building management systems | 5.12.3.M.6 | Compressed air and vacuum operating controls | Centralcontrolbuildingmanagementsystems | Compressedairandvacuumoperatingcontrols | CentralcontrolbuildingmanagementsystemsCompressedairandvacuumoperatingcontrols
|  | 5.13.1 | Specialist piped supply systems | 5.13.1.M.1 | Medical and laboratory gas supply systems | Specialistpipedsupplysystems | Medicalandlaboratorygassupplysystems | SpecialistpipedsupplysystemsMedicalandlaboratorygassupplysystems
|  | 5.13.1 | Specialist piped supply systems | 5.13.1.M.3 | Treated water systems | Specialistpipedsupplysystems | Treatedwatersystems | SpecialistpipedsupplysystemsTreatedwatersystems
|  | 5.13.1 | Specialist piped supply systems | 5.13.1.M.5 | Compressed air systems | Specialistpipedsupplysystems | Compressedairsystems | SpecialistpipedsupplysystemsCompressedairsystems
|  | 5.13.1 | Specialist piped supply systems | 5.13.1.M.8 | Pipelines ancillaries and fittings | Specialistpipedsupplysystems | Pipelinesancillariesandfittings | SpecialistpipedsupplysystemsPipelinesancillariesandfittings
|  | 5.13.1 | Specialist piped supply systems | 5.13.1.M.2 | Centralised vacuum cleaning systems | Specialistpipedsupplysystems | Centralisedvacuumcleaningsystems | SpecialistpipedsupplysystemsCentralisedvacuumcleaningsystems
|  | 5.13.1 | Specialist piped supply systems | 5.13.1.M.6 | Vacuum systems | Specialistpipedsupplysystems | Vacuumsystems | SpecialistpipedsupplysystemsVacuumsystems
|  | 5.13.1 | Specialist piped supply systems | 5.13.1.M.7 | Other specialist piped supply systems | Specialistpipedsupplysystems | Otherspecialistpipedsupplysystems | SpecialistpipedsupplysystemsOtherspecialistpipedsupplysystems
|  | 5.13.1 | Specialist piped supply systems | 5.13.1.M.9 | Air duct lines, duct line ancillaries and fittings | Specialistpipedsupplysystems | Airductlinesductlineancillariesandfittings | SpecialistpipedsupplysystemsAirductlinesductlineancillariesandfittings
|  | 5.13.1 | Specialist piped supply systems | 5.13.1.M.10 | Thermal insulation | Specialistpipedsupplysystems | Thermalinsulation | SpecialistpipedsupplysystemsThermalinsulation
|  | 5.13.1 | Specialist piped supply systems | 5.13.1.M.11 | Silencers and acoustic treatment. | Specialistpipedsupplysystems | Silencersandacoustictreatment. | SpecialistpipedsupplysystemsSilencersandacoustictreatment.
|  | 5.13.1 | Specialist piped supply systems | 5.13.1.M.12 | Control components | Specialistpipedsupplysystems | Controlcomponents | SpecialistpipedsupplysystemsControlcomponents
|  | 5.13.2 | Specialist refrigeration systems | 5.13.2.M.3 | Other specialist refrigeration systems. | Specialistrefrigerationsystems | Otherspecialistrefrigerationsystems. | SpecialistrefrigerationsystemsOtherspecialistrefrigerationsystems.
|  | 5.13.2 | Specialist refrigeration systems | 5.13.2.M.1 | Cold rooms | Specialistrefrigerationsystems | Coldrooms | SpecialistrefrigerationsystemsColdrooms
|  | 5.13.2 | Specialist refrigeration systems | 5.13.2.M.2 | Ice pads | Specialistrefrigerationsystems | Icepads | SpecialistrefrigerationsystemsIcepads
|  | 5.13.4 | Specialist electrical/ electronic systems | 5.13.4.M.5 | Multi-room audio and video | Specialistelectricalelectronicsystems | Multiroomaudioandvideo | SpecialistelectricalelectronicsystemsMultiroomaudioandvideo
|  | 5.13.4 | Specialist electrical/ electronic systems | 5.13.4.M.7 | Other specialist electrical and electronic systems | Specialistelectricalelectronicsystems | Otherspecialistelectricalandelectronicsystems | SpecialistelectricalelectronicsystemsOtherspecialistelectricalandelectronicsystems
|  | 5.13.4 | Specialist electrical/ electronic systems | 5.13.4.M.3 | Television aerial and satellite systems | Specialistelectricalelectronicsystems | Televisionaerialandsatellitesystems | SpecialistelectricalelectronicsystemsTelevisionaerialandsatellitesystems
|  | 5.13.4 | Specialist electrical/ electronic systems | 5.13.4.M.6 | Automated curtains and blinds | Specialistelectricalelectronicsystems | Automatedcurtainsandblinds | SpecialistelectricalelectronicsystemsAutomatedcurtainsandblinds
|  | 5.13.5 | Water features | (blank) | TBD | Waterfeatures | TBD | WaterfeaturesTBD
|  | 5.13.5 | Water features | 5.13.5.M.1 | Water features | Waterfeatures | Waterfeatures | WaterfeaturesWaterfeatures
|  | 5.13.5 | Water features | 5.13.5.M.2 | Water filtration equipment | Waterfeatures | Waterfiltrationequipment | WaterfeaturesWaterfiltrationequipment
|  | 5.13.5 | Water features | 5.13.5.M.3 | Nutrient treatment and equipment | Waterfeatures | Nutrienttreatmentandequipment | WaterfeaturesNutrienttreatmentandequipment
|  | 5.13.5 | Water features | 5.13.5.M.4 | Control components | Waterfeatures | Controlcomponents | WaterfeaturesControlcomponents
|  | 5.7.3 | Smoke extract / control | 5.7.3.M.1 | Automatic smoke extract systems | Smokeextractcontrol | Automaticsmokeextractsystems | SmokeextractcontrolAutomaticsmokeextractsystems
|  | 5.7.3 | Smoke extract / control | 5.7.3.M.2 | Automatic smoke compartmentalisation systems | Smokeextractcontrol | Automaticsmokecompartmentalisationsystems | SmokeextractcontrolAutomaticsmokecompartmentalisationsystems
|  | 5.7.3 | Smoke extract / control | 5.7.3.M.3 | Fans | Smokeextractcontrol | Fans | SmokeextractcontrolFans
|  | 5.7.3 | Smoke extract / control | 5.7.3.M.4 | Ductwork and fittings | Smokeextractcontrol | Ductworkandfittings | SmokeextractcontrolDuctworkandfittings
|  | 5.7.3 | Smoke extract / control | 5.7.3.M.5 | Grilles, diffusers, fans, filters | Smokeextractcontrol | Grillesdiffusersfansfilters | SmokeextractcontrolGrillesdiffusersfansfilters
|  | 5.7.3 | Smoke extract / control | 5.7.3.M.7 | Instrumentation and controls | Smokeextractcontrol | Instrumentationandcontrols | SmokeextractcontrolInstrumentationandcontrols
|  | 5.8.1 | Electrical mains and sub-mains distribution | 5.8.1.M.1 | LV Distribution | Electricalmainsandsubmainsdistribution | LVDistribution | ElectricalmainsandsubmainsdistributionLVDistribution
|  | 5.8.1 | Electrical mains and sub-mains distribution | 5.8.1.M.2 | HV Main Incomer and Panel | Electricalmainsandsubmainsdistribution | HVMainIncomerandPanel | ElectricalmainsandsubmainsdistributionHVMainIncomerandPanel
|  | 5.8.1 | Electrical mains and sub-mains distribution | 5.8.1.M.3 | Distribution Board | Electricalmainsandsubmainsdistribution | DistributionBoard | ElectricalmainsandsubmainsdistributionDistributionBoard
|  | 5.8.1 | Electrical mains and sub-mains distribution | 5.8.1.M.4 | Mains Cabling | Electricalmainsandsubmainsdistribution | MainsCabling | ElectricalmainsandsubmainsdistributionMainsCabling
|  | 5.8.1 | Electrical mains and sub-mains distribution | 5.8.1.M.6 | Busbar trunking | Electricalmainsandsubmainsdistribution | Busbartrunking | ElectricalmainsandsubmainsdistributionBusbartrunking
|  | 5.8.1 | Electrical mains and sub-mains distribution | 5.8.1.M.7 | Transformers | Electricalmainsandsubmainsdistribution | Transformers | ElectricalmainsandsubmainsdistributionTransformers
|  | 5.8.1 | Electrical mains and sub-mains distribution | 5.8.1.M.8 | Feeder Pillar | Electricalmainsandsubmainsdistribution | FeederPillar | ElectricalmainsandsubmainsdistributionFeederPillar
|  | 5.8.1 | Electrical mains and sub-mains distribution | 5.8.1.M.9 | Electricity Monitoring System | Electricalmainsandsubmainsdistribution | ElectricityMonitoringSystem | ElectricalmainsandsubmainsdistributionElectricityMonitoringSystem
|  | 5.8.1 | Electrical mains and sub-mains distribution | 5.8.1.M.9 | Surge Protection | Electricalmainsandsubmainsdistribution | SurgeProtection | ElectricalmainsandsubmainsdistributionSurgeProtection
|  | 5.8.1 | Electrical mains and sub-mains distribution | 5.8.1.M.5 | Conduits and trunking | Electricalmainsandsubmainsdistribution | Conduitsandtrunking | ElectricalmainsandsubmainsdistributionConduitsandtrunking
|  | 5.8.2 | Power Installations | 5.8.1.M.1 | LV Distribution | PowerInstallations | LVDistribution | PowerInstallationsLVDistribution
|  | 5.8.2 | Power Installations | 5.8.2.M.10 | Sundry items | PowerInstallations | Sundryitems | PowerInstallationsSundryitems
|  | 5.8.2 | Power Installations | 5.8.2.M.11 | PAT testing | PowerInstallations | PATtesting | PowerInstallationsPATtesting
|  | 5.8.2 | Power Installations | 5.8.2.M.12 | Fixed wiring test | PowerInstallations | Fixedwiringtest | PowerInstallationsFixedwiringtest
|  | 5.8.2 | Power Installations | 5.8.2.M.5 | UPS System | PowerInstallations | UPSSystem | PowerInstallationsUPSSystem
|  | 5.8.2 | Power Installations | 5.8.2.M.8 | (socket outlets) | PowerInstallations | socketoutlets | PowerInstallationssocketoutlets
|  | 5.8.2 | Power Installations | 5.8.2.M.1 | General LV power installations | PowerInstallations | GeneralLVpowerinstallations | PowerInstallationsGeneralLVpowerinstallations
|  | 5.8.2 | Power Installations | 5.8.2.M.2 | Extra LV supply installations | PowerInstallations | ExtraLVsupplyinstallations | PowerInstallationsExtraLVsupplyinstallations
|  | 5.8.2 | Power Installations | 5.8.2.M.3 | DC installations | PowerInstallations | DCinstallations | PowerInstallationsDCinstallations
|  | 5.8.2 | Power Installations | 5.8.2.M.4 | Distribution Board | PowerInstallations | DistributionBoard | PowerInstallationsDistributionBoard
|  | 5.8.2 | Power Installations | 5.8.2.M.6 | Cables and wiring | PowerInstallations | Cablesandwiring | PowerInstallationsCablesandwiring
|  | 5.8.3 | Lighting installations | 5.8.3.M.1 | Light fittings - general | Lightinginstallations | Lightfittingsgeneral | LightinginstallationsLightfittingsgeneral
|  | 5.8.3 | Lighting installations | 5.8.3.M.10 | Lighting control equipment | Lightinginstallations | Lightingcontrolequipment | LightinginstallationsLightingcontrolequipment
|  | 5.8.3 | Lighting installations | 5.8.3.M.2 | Emergency lighting | Lightinginstallations | Emergencylighting | LightinginstallationsEmergencylighting
|  | 5.8.3 | Lighting installations | 5.8.3.M.3 | External lighting | Lightinginstallations | Externallighting | LightinginstallationsExternallighting
|  | 5.8.3 | Lighting installations | 5.8.3.M.5 | Cables and wiring | Lightinginstallations | Cablesandwiring | LightinginstallationsCablesandwiring
|  | 5.8.3 | Lighting installations | 5.8.3.M.4 | Distribution boards | Lightinginstallations | Distributionboards | LightinginstallationsDistributionboards
|  | 5.8.3 | Lighting installations | 5.8.3.M.6 | Conduits and cable trunking | Lightinginstallations | Conduitsandcabletrunking | LightinginstallationsConduitsandcabletrunking
|  | 5.8.3 | Lighting installations | 5.8.3.M.7 | Light fittings | Lightinginstallations | Lightfittings | LightinginstallationsLightfittings
|  | 5.8.3 | Lighting installations | 5.8.3.M.8 | Lighting Switches | Lightinginstallations | LightingSwitches | LightinginstallationsLightingSwitches
|  | 5.8.3 | Lighting installations | 5.8.3.M.9 | Luminaires / lamps | Lightinginstallations | Luminaireslamps | LightinginstallationsLuminaireslamps
|  | 5.8.4 | Specialist lighting installations | 5.8.4.M.1 | Illuminated display signs | Specialistlightinginstallations | Illuminateddisplaysigns | SpecialistlightinginstallationsIlluminateddisplaysigns
|  | 5.8.4 | Specialist lighting installations | 5.8.4.M.2 | Studio Lighting | Specialistlightinginstallations | StudioLighting | SpecialistlightinginstallationsStudioLighting
|  | 5.8.4 | Specialist lighting installations | 5.8.4.M.3 | Auditorium lighting | Specialistlightinginstallations | Auditoriumlighting | SpecialistlightinginstallationsAuditoriumlighting
|  | 5.8.4 | Specialist lighting installations | 5.8.4.M.4 | Arena lighting | Specialistlightinginstallations | Arenalighting | SpecialistlightinginstallationsArenalighting
|  | 5.8.4 | Specialist lighting installations | 5.8.4.M.5 | Operating theatre and other specialist lighting | Specialistlightinginstallations | Operatingtheatreandotherspecialistlighting | SpecialistlightinginstallationsOperatingtheatreandotherspecialistlighting
|  | 5.8.4 | Specialist lighting installations | 5.8.4.M.6 | Distribution boards | Specialistlightinginstallations | Distributionboards | SpecialistlightinginstallationsDistributionboards
|  | 5.8.4 | Specialist lighting installations | 5.8.4.M.7 | Cables and wiring | Specialistlightinginstallations | Cablesandwiring | SpecialistlightinginstallationsCablesandwiring
|  | 5.8.4 | Specialist lighting installations | 5.8.4.M.8 | Conduits and cable trunking | Specialistlightinginstallations | Conduitsandcabletrunking | SpecialistlightinginstallationsConduitsandcabletrunking
|  | 5.8.4 | Specialist lighting installations | 5.8.4.M.9 | Light fittings | Specialistlightinginstallations | Lightfittings | SpecialistlightinginstallationsLightfittings
|  | 5.8.4 | Specialist lighting installations | 5.8.4.M.10 | Lighting Switches | Specialistlightinginstallations | LightingSwitches | SpecialistlightinginstallationsLightingSwitches
|  | 5.8.4 | Specialist lighting installations | 5.8.4.M.11 | Luminaires / lamps | Specialistlightinginstallations | Luminaireslamps | SpecialistlightinginstallationsLuminaireslamps
|  | 5.8.4 | Specialist lighting installations | 5.8.4.M.12 | Lighting gantries | Specialistlightinginstallations | Lightinggantries | SpecialistlightinginstallationsLightinggantries
|  | 5.8.4 | Specialist lighting installations | 5.8.4.M.13 | Lighting control equipment | Specialistlightinginstallations | Lightingcontrolequipment | SpecialistlightinginstallationsLightingcontrolequipment
|  | 5.8.5 | Local electricity generation systems | 5.8.5.1.M.1 | Stand by generator | Localelectricitygenerationsystems | Standbygenerator | LocalelectricitygenerationsystemsStandbygenerator
|  | 5.8.5 | Local electricity generation systems | 5.8.5.1.M.2 | Ancillary components | Localelectricitygenerationsystems | Ancillarycomponents | LocalelectricitygenerationsystemsAncillarycomponents
|  | 5.8.5 | Local electricity generation systems | 5.8.5.5.M.2 | Photovoltaic devices | Localelectricitygenerationsystems | Photovoltaicdevices | LocalelectricitygenerationsystemsPhotovoltaicdevices
|  | 5.8.5 | Local electricity generation systems | 5.8.5.4.M.7 | Sundry items | Localelectricitygenerationsystems | Sundryitems | LocalelectricitygenerationsystemsSundryitems
|  | 5.8.6 | Earthing and bonding systems | 5.8.6.M.1 | Earthing and bonding cables | Earthingandbondingsystems | Earthingandbondingcables | EarthingandbondingsystemsEarthingandbondingcables
|  | 5.8.6 | Earthing and bonding systems | 5.8.6.M.2 | Lightning Conductor and Earth | Earthingandbondingsystems | LightningConductorandEarth | EarthingandbondingsystemsLightningConductorandEarth
|  | 5.9.1 | Fuel storage | 5.9.1.M.2 | Fuel storage tanks | Fuelstorage | Fuelstoragetanks | FuelstorageFuelstoragetanks
|  | 5.9.1 | Fuel storage | 5.9.1.M.1 | Fuel systems | Fuelstorage | Fuelsystems | FuelstorageFuelsystems
|  | 5.9.2 | Fuel distribution systems | 5.9.2.M.2 | Pipelines and fittings | Fueldistributionsystems | Pipelinesandfittings | FueldistributionsystemsPipelinesandfittings
|  | 5.9.2 | Fuel distribution systems | 5.9.2.M.3 | Pumps | Fueldistributionsystems | Pumps | FueldistributionsystemsPumps
|  | 5.9.2 | Fuel distribution systems | 5.9.2.M.3 | Valves | Fueldistributionsystems | Valves | FueldistributionsystemsValves
|  | 5.9.2 | Fuel distribution systems | 5.9.2.M.4 | Gas distribution components | Fueldistributionsystems | Gasdistributioncomponents | FueldistributionsystemsGasdistributioncomponents
|  | 5.9.2 | Fuel distribution systems | 5.9.2.M.5 | Terminal control equipment | Fueldistributionsystems | Terminalcontrolequipment | FueldistributionsystemsTerminalcontrolequipment
|  | 5.9.2 | Fuel distribution systems | 5.9.2.M.6 | Thermal insulation | Fueldistributionsystems | Thermalinsulation | FueldistributionsystemsThermalinsulation
|  | 5.9.2 | Fuel distribution systems | 5.9.2.M.7 | Monitoring equipment. | Fueldistributionsystems | Monitoringequipment. | FueldistributionsystemsMonitoringequipment.
|  | 2.5.6 | Façade access / cleaning systems | 2.5.6.M.1 | Window / façade cleaning cradles | Façadeaccesscleaningsystems | Windowfaçadecleaningcradles | FaçadeaccesscleaningsystemsWindowfaçadecleaningcradles
|  | 2.5.6 | Façade access / cleaning systems | 2.5.6.M.2 | Combined façade/roof cleaning system | Façadeaccesscleaningsystems | Combinedfaçaderoofcleaning system | FaçadeaccesscleaningsystemsCombinedfaçaderoofcleaning system
|  | 2.6.2 | External doors | 2.6.2.M.1 | External doors (ED) | Externaldoors | ExternaldoorsED | ExternaldoorsExternaldoorsED
|  | 2.6.2 | External doors | 2.6.2.M.4 | Roller / sliding shutter | Externaldoors | Rollerslidingshutter | ExternaldoorsRollerslidingshutter
|  | 4.1.6 | Non-mechanical and electrical equipment (NMEE | 4.1.6.M.2 | Non-mechanical and electrical equipment (NMEE | NonmechanicalandelectricalequipmentNMEE | NonmechanicalandelectricalequipmentNMEE | NonmechanicalandelectricalequipmentNMEENonmechanicalandelectricalequipmentNMEE
|  | 8.4.2 | Walls and Screens | 8.4.2.M.4 | Security gates | WallsandScreens | Securitygates | WallsandScreensSecuritygates
|  | 8.6.1 | Surface water and foul water drainage | 8.6.1.M.1 | Surface water and foul water drainage (SWFWD) | Surfacewaterandfoulwaterdrainage | SurfacewaterandfoulwaterdrainageSWFWD | SurfacewaterandfoulwaterdrainageSurfacewaterandfoulwaterdrainageSWFWD

## Dropdowns2 (hidden)
5.1 | SANITARY INSTALLATIONS (SI) | 5.1.1 | Sanitary Appliances | 5.1.1.M.1 | Sanitary appliances | Cistern (WC/Urinal) - Abestos | SanitaryAppliances | Sanitaryappliances | CisternWCUrinalAbestos | SanitaryAppliancesSanitaryappliances
5.1 | SANITARY INSTALLATIONS (SI) | 5.1.1 | Sanitary Appliances | 5.1.1.M.1 | Sanitary appliances | Cistern (WC/Urinal) - Cast Iron | SanitaryAppliances | Sanitaryappliances | CisternWCUrinalCastIron | SanitaryAppliancesSanitaryappliances
5.1 | SANITARY INSTALLATIONS (SI) | 5.1.1 | Sanitary Appliances | 5.1.1.M.1 | Sanitary appliances | Cistern (WC/Urinal) - Ceramic | SanitaryAppliances | Sanitaryappliances | CisternWCUrinalCeramic | SanitaryAppliancesSanitaryappliances
5.1 | SANITARY INSTALLATIONS (SI) | 5.1.1 | Sanitary Appliances | 5.1.1.M.1 | Sanitary appliances | Cistern (WC/Urinal) - Galvanised Metal | SanitaryAppliances | Sanitaryappliances | CisternWCUrinalGalvanisedMetal | SanitaryAppliancesSanitaryappliances
5.1 | SANITARY INSTALLATIONS (SI) | 5.1.1 | Sanitary Appliances | 5.1.1.M.1 | Sanitary appliances | Cistern (WC/Urinal) - Hidden/Recessed | SanitaryAppliances | Sanitaryappliances | CisternWCUrinalHiddenRecessed | SanitaryAppliancesSanitaryappliances
5.1 | SANITARY INSTALLATIONS (SI) | 5.1.1 | Sanitary Appliances | 5.1.1.M.1 | Sanitary appliances | Cistern (WC/Urinal) - Mild Steel | SanitaryAppliances | Sanitaryappliances | CisternWCUrinalMildSteel | SanitaryAppliancesSanitaryappliances
5.1 | SANITARY INSTALLATIONS (SI) | 5.1.1 | Sanitary Appliances | 5.1.1.M.1 | Sanitary appliances | Cistern (WC/Urinal) - Plastic | SanitaryAppliances | Sanitaryappliances | CisternWCUrinalPlastic | SanitaryAppliancesSanitaryappliances
5.1 | SANITARY INSTALLATIONS (SI) | 5.1.1 | Sanitary Appliances | 5.1.1.M.1 | Sanitary appliances | Sink - Cast iron and stainless steel | SanitaryAppliances | Sanitaryappliances | SinkCastironandstainlesssteel | SanitaryAppliancesSanitaryappliances
5.1 | SANITARY INSTALLATIONS (SI) | 5.1.1 | Sanitary Appliances | 5.1.1.M.1 | Sanitary appliances | Sink - Vitreous china/ /fireclay/ uPVC | SanitaryAppliances | Sanitaryappliances | SinkVitreouschinafireclayuPVC | SanitaryAppliancesSanitaryappliances
5.1 | SANITARY INSTALLATIONS (SI) | 5.1.1 | Sanitary Appliances | 5.1.1.M.1 | Sanitary appliances | Urinal - Cast iron and stainless steel | SanitaryAppliances | Sanitaryappliances | UrinalCastironandstainlesssteel | SanitaryAppliancesSanitaryappliances
5.1 | SANITARY INSTALLATIONS (SI) | 5.1.1 | Sanitary Appliances | 5.1.1.M.1 | Sanitary appliances | Urinal - Vitreous china/ /fireclay/ uPVC | SanitaryAppliances | Sanitaryappliances | UrinalVitreouschinafireclayuPVC | SanitaryAppliancesSanitaryappliances
5.1 | SANITARY INSTALLATIONS (SI) | 5.1.1 | Sanitary Appliances | 5.1.1.M.1 | Sanitary appliances | WC - Cast iron and stainless steel | SanitaryAppliances | Sanitaryappliances | WCCastironandstainlesssteel | SanitaryAppliancesSanitaryappliances
5.1 | SANITARY INSTALLATIONS (SI) | 5.1.1 | Sanitary Appliances | 5.1.1.M.1 | Sanitary appliances | WC - Vitreous china/ /fireclay/ uPVC | SanitaryAppliances | Sanitaryappliances | WCVitreouschinafireclayuPVC | SanitaryAppliancesSanitaryappliances
5.1 | SANITARY INSTALLATIONS (SI) | 5.1.1 | Sanitary Appliances | 5.1.1.M.1 | Sanitary appliances | WHB - Cast iron and stainless steel | SanitaryAppliances | Sanitaryappliances | WHBCastironandstainlesssteel | SanitaryAppliancesSanitaryappliances
5.1 | SANITARY INSTALLATIONS (SI) | 5.1.1 | Sanitary Appliances | 5.1.1.M.1 | Sanitary appliances | WHB - Vitreous china/ /fireclay/ uPVC | SanitaryAppliances | Sanitaryappliances | WHBVitreouschinafireclayuPVC | SanitaryAppliancesSanitaryappliances
5.1 | SANITARY INSTALLATIONS (SI) | 5.1.1 | Sanitary Appliances | 5.1.1.M.2 | Showers | Shower tray - Cast iron and stainless steel | SanitaryAppliances | Showers | ShowertrayCastironandstainlesssteel | SanitaryAppliancesShowers
5.1 | SANITARY INSTALLATIONS (SI) | 5.1.1 | Sanitary Appliances | 5.1.1.M.2 | Showers | Shower tray - Vitreous china/ /fireclay/ uPVC | SanitaryAppliances | Showers | ShowertrayVitreouschinafireclayuPVC | SanitaryAppliancesShowers
5.1 | SANITARY INSTALLATIONS (SI) | 5.1.1 | Sanitary Appliances | 5.1.1.M.3 | Shower units | Chemical Spills / Drench Shower | SanitaryAppliances | Showerunits | ChemicalSpillsDrenchShower | SanitaryAppliancesShowerunits
5.1 | SANITARY INSTALLATIONS (SI) | 5.1.1 | Sanitary Appliances | 5.1.1.M.3 | Shower units | Shower unit – including shower head and hose | SanitaryAppliances | Showerunits | Showerunitincludingshowerheadandhose | SanitaryAppliancesShowerunits
5.1 | SANITARY INSTALLATIONS (SI) | 5.1.1 | Sanitary Appliances | 5.1.1.M.4 | Shower booster pump | Shower Booster Pump | SanitaryAppliances | Showerboosterpump | ShowerBoosterPump | SanitaryAppliancesShowerboosterpump
5.1 | SANITARY INSTALLATIONS (SI) | 5.1.1 | Sanitary Appliances | 5.1.1.M.5 | Shower valve | Shower Mixer & Head | SanitaryAppliances | Showervalve | ShowerMixer&Head | SanitaryAppliancesShowervalve
5.1 | SANITARY INSTALLATIONS (SI) | 5.1.1 | Sanitary Appliances | 5.1.1.M.6 | Drinking fountain | Drinking fountain | SanitaryAppliances | Drinkingfountain | Drinkingfountain | SanitaryAppliancesDrinkingfountain
5.1 | SANITARY INSTALLATIONS (SI) | 5.1.1 | Sanitary Appliances | 5.1.1.M.6 | Drinking fountain | Mains Water Dispenser | SanitaryAppliances | Drinkingfountain | MainsWaterDispenser | SanitaryAppliancesDrinkingfountain
5.1 | SANITARY INSTALLATIONS (SI) | 5.1.1 | Sanitary Appliances | 5.1.1.M.7 | Tap and outlet fitting | Taps and waste fittings | SanitaryAppliances | Tapandoutletfitting | Tapsandwastefittings | SanitaryAppliancesTapandoutletfitting
5.1 | SANITARY INSTALLATIONS (SI) | 5.1.1 | Sanitary Appliances | 5.1.1.M.8 | Water saving device | Cistermiser/Water Saver | SanitaryAppliances | Watersavingdevice | CistermiserWaterSaver | SanitaryAppliancesWatersavingdevice
5.1 | SANITARY INSTALLATIONS (SI) | 5.1.1 | Sanitary Appliances | 5.1.1.M.9 | Control and sensors | PIR - Auto Flush | SanitaryAppliances | Controlandsensors | PIRAutoFlush | SanitaryAppliancesControlandsensors
5.1 | SANITARY INSTALLATIONS (SI) | 5.1.1 | Sanitary Appliances | 5.1.1.M.9 | Control and sensors | PIR - Auto Tap | SanitaryAppliances | Controlandsensors | PIRAutoTap | SanitaryAppliancesControlandsensors
5.1 | SANITARY INSTALLATIONS (SI) | 5.1.2 | Sanitary Ancillaries | 5.1.2.M.1 | Shower cubicles | Shower cubicles, including shower curtains and rails | SanitaryAncillaries | Showercubicles | Showercubiclesincludingshowercurtainsandrails | SanitaryAncillariesShowercubicles
5.1 | SANITARY INSTALLATIONS (SI) | 5.1.2 | Sanitary Ancillaries | 5.1.2.M.2 | Curtain rail / Screen | Bath/ shower curtain rails, screens and the like | SanitaryAncillaries | CurtainrailScreen | Bathshowercurtainrailsscreensandthelike | SanitaryAncillariesCurtainrailScreen
5.1 | SANITARY INSTALLATIONS (SI) | 5.1.2 | Sanitary Ancillaries | 5.1.2.M.3 | Grab / support rail | Grab/ support rails | SanitaryAncillaries | Grabsupportrail | Grabsupportrails | SanitaryAncillariesGrabsupportrail
5.1 | SANITARY INSTALLATIONS (SI) | 5.1.2 | Sanitary Ancillaries | 5.1.2.M.4 | Towel rail | Towel rails and holders | SanitaryAncillaries | Towelrail | Towelrailsandholders | SanitaryAncillariesTowelrail
5.1 | SANITARY INSTALLATIONS (SI) | 5.1.2 | Sanitary Ancillaries | 5.1.2.M.5 | Hand dryer | Hand Dryers | SanitaryAncillaries | Handdryer | HandDryers | SanitaryAncillariesHanddryer
5.1 | SANITARY INSTALLATIONS (SI) | 5.1.2 | Sanitary Ancillaries | 5.1.2.M.6 | Paper towel dispensers | Paper towel dispensers | SanitaryAncillaries | Papertoweldispensers | Papertoweldispensers | SanitaryAncillariesPapertoweldispensers
5.1 | SANITARY INSTALLATIONS (SI) | 5.1.2 | Sanitary Ancillaries | 5.1.2.M.7 | Sanitary Incinerators | Incinerator - Sanitary Towel Disposal | SanitaryAncillaries | SanitaryIncinerators | IncineratorSanitaryTowelDisposal | SanitaryAncillariesSanitaryIncinerators
5.1 | SANITARY INSTALLATIONS (SI) | 5.1.2 | Sanitary Ancillaries | 5.1.2.M.8 | Macerators | Macerator - Sanitary | SanitaryAncillaries | Macerators | MaceratorSanitary | SanitaryAncillariesMacerators
5.1 | SANITARY INSTALLATIONS (SI) | 5.1.2 | Sanitary Ancillaries | 5.1.2.M.8 | Macerators | Macerator - Sewage | SanitaryAncillaries | Macerators | MaceratorSewage | SanitaryAncillariesMacerators
5.1 | SANITARY INSTALLATIONS (SI) | 5.1.2 | Sanitary Ancillaries | 5.1.2.M.9 | Other Sanitary fittings | IPS Panel | SanitaryAncillaries | OtherSanitaryfittings | IPSPanel | SanitaryAncillariesOtherSanitaryfittings
5.1 | SANITARY INSTALLATIONS (SI) | 5.1.2 | Sanitary Ancillaries | 5.1.2.M.9 | Other Sanitary fittings | PIR - Scent Dispersal | SanitaryAncillaries | OtherSanitaryfittings | PIRScentDispersal | SanitaryAncillariesOtherSanitaryfittings
5.1 | SANITARY INSTALLATIONS (SI) | 5.1.2 | Sanitary Ancillaries | 5.1.2.M.9 | Other Sanitary fittings | Scent Dispersal Unit | SanitaryAncillaries | OtherSanitaryfittings | ScentDispersalUnit | SanitaryAncillariesOtherSanitaryfittings
5.2 | SERVICES EQUIPMENT (SE) | 5.2.1 | Services equipment | 5.2.1.M.1 | Catering Equipment | Absorption chillers - Water Cooled | Servicesequipment | CateringEquipment | AbsorptionchillersWaterCooled | ServicesequipmentCateringEquipment
5.2 | SERVICES EQUIPMENT (SE) | 5.2.1 | Services equipment | 5.2.1.M.1 | Catering Equipment | Auto Dispense Font | Servicesequipment | CateringEquipment | AutoDispenseFont | ServicesequipmentCateringEquipment
5.2 | SERVICES EQUIPMENT (SE) | 5.2.1 | Services equipment | 5.2.1.M.1 | Catering Equipment | Bake-Off - Electric | Servicesequipment | CateringEquipment | BakeOffElectric | ServicesequipmentCateringEquipment
5.2 | SERVICES EQUIPMENT (SE) | 5.2.1 | Services equipment | 5.2.1.M.1 | Catering Equipment | Bake-Off - Gas | Servicesequipment | CateringEquipment | BakeOffGas | ServicesequipmentCateringEquipment
5.2 | SERVICES EQUIPMENT (SE) | 5.2.1 | Services equipment | 5.2.1.M.1 | Catering Equipment | Beverage Machine | Servicesequipment | CateringEquipment | BeverageMachine | ServicesequipmentCateringEquipment
5.2 | SERVICES EQUIPMENT (SE) | 5.2.1 | Services equipment | 5.2.1.M.1 | Catering Equipment | Boiling Pans - Gas | Servicesequipment | CateringEquipment | BoilingPansGas | ServicesequipmentCateringEquipment
5.2 | SERVICES EQUIPMENT (SE) | 5.2.1 | Services equipment | 5.2.1.M.1 | Catering Equipment | Bratt Pan - Electric | Servicesequipment | CateringEquipment | BrattPanElectric | ServicesequipmentCateringEquipment
5.2 | SERVICES EQUIPMENT (SE) | 5.2.1 | Services equipment | 5.2.1.M.1 | Catering Equipment | Bratt Pan - Gas | Servicesequipment | CateringEquipment | BrattPanGas | ServicesequipmentCateringEquipment
5.2 | SERVICES EQUIPMENT (SE) | 5.2.1 | Services equipment | 5.2.1.M.1 | Catering Equipment | Catering Burner Range | Servicesequipment | CateringEquipment | CateringBurnerRange | ServicesequipmentCateringEquipment
5.2 | SERVICES EQUIPMENT (SE) | 5.2.1 | Services equipment | 5.2.1.M.1 | Catering Equipment | Catering Equipment - General (Electric) | Servicesequipment | CateringEquipment | CateringEquipmentGeneralElectric | ServicesequipmentCateringEquipment
5.2 | SERVICES EQUIPMENT (SE) | 5.2.1 | Services equipment | 5.2.1.M.1 | Catering Equipment | Chargrill | Servicesequipment | CateringEquipment | Chargrill | ServicesequipmentCateringEquipment
5.2 | SERVICES EQUIPMENT (SE) | 5.2.1 | Services equipment | 5.2.1.M.1 | Catering Equipment | Cutter | Servicesequipment | CateringEquipment | Cutter | ServicesequipmentCateringEquipment
5.2 | SERVICES EQUIPMENT (SE) | 5.2.1 | Services equipment | 5.2.1.M.1 | Catering Equipment | Dishwasher | Servicesequipment | CateringEquipment | Dishwasher | ServicesequipmentCateringEquipment
5.2 | SERVICES EQUIPMENT (SE) | 5.2.1 | Services equipment | 5.2.1.M.1 | Catering Equipment | Dryer | Servicesequipment | CateringEquipment | Dryer | ServicesequipmentCateringEquipment
5.2 | SERVICES EQUIPMENT (SE) | 5.2.1 | Services equipment | 5.2.1.M.1 | Catering Equipment | Dryer Gas | Servicesequipment | CateringEquipment | DryerGas | ServicesequipmentCateringEquipment
5.2 | SERVICES EQUIPMENT (SE) | 5.2.1 | Services equipment | 5.2.1.M.1 | Catering Equipment | Fryer | Servicesequipment | CateringEquipment | Fryer | ServicesequipmentCateringEquipment
5.2 | SERVICES EQUIPMENT (SE) | 5.2.1 | Services equipment | 5.2.1.M.1 | Catering Equipment | Fryer Gas | Servicesequipment | CateringEquipment | FryerGas | ServicesequipmentCateringEquipment
5.2 | SERVICES EQUIPMENT (SE) | 5.2.1 | Services equipment | 5.2.1.M.1 | Catering Equipment | Griddle | Servicesequipment | CateringEquipment | Griddle | ServicesequipmentCateringEquipment
5.2 | SERVICES EQUIPMENT (SE) | 5.2.1 | Services equipment | 5.2.1.M.1 | Catering Equipment | Griddle Gas | Servicesequipment | CateringEquipment | GriddleGas | ServicesequipmentCateringEquipment
5.2 | SERVICES EQUIPMENT (SE) | 5.2.1 | Services equipment | 5.2.1.M.1 | Catering Equipment | Grill | Servicesequipment | CateringEquipment | Grill | ServicesequipmentCateringEquipment
5.2 | SERVICES EQUIPMENT (SE) | 5.2.1 | Services equipment | 5.2.1.M.1 | Catering Equipment | Grinder | Servicesequipment | CateringEquipment | Grinder | ServicesequipmentCateringEquipment
5.2 | SERVICES EQUIPMENT (SE) | 5.2.1 | Services equipment | 5.2.1.M.1 | Catering Equipment | Heated Food Trolley | Servicesequipment | CateringEquipment | HeatedFoodTrolley | ServicesequipmentCateringEquipment
5.2 | SERVICES EQUIPMENT (SE) | 5.2.1 | Services equipment | 5.2.1.M.1 | Catering Equipment | Hot Plate | Servicesequipment | CateringEquipment | HotPlate | ServicesequipmentCateringEquipment
5.2 | SERVICES EQUIPMENT (SE) | 5.2.1 | Services equipment | 5.2.1.M.1 | Catering Equipment | Hot Tap | Servicesequipment | CateringEquipment | HotTap | ServicesequipmentCateringEquipment
5.2 | SERVICES EQUIPMENT (SE) | 5.2.1 | Services equipment | 5.2.1.M.1 | Catering Equipment | Ice Maker | Servicesequipment | CateringEquipment | IceMaker | ServicesequipmentCateringEquipment
5.2 | SERVICES EQUIPMENT (SE) | 5.2.1 | Services equipment | 5.2.1.M.1 | Catering Equipment | Induction Hob | Servicesequipment | CateringEquipment | InductionHob | ServicesequipmentCateringEquipment
5.2 | SERVICES EQUIPMENT (SE) | 5.2.1 | Services equipment | 5.2.1.M.1 | Catering Equipment | Induction Hob Gas | Servicesequipment | CateringEquipment | InductionHobGas | ServicesequipmentCateringEquipment
5.2 | SERVICES EQUIPMENT (SE) | 5.2.1 | Services equipment | 5.2.1.M.1 | Catering Equipment | Insect Killer | Servicesequipment | CateringEquipment | InsectKiller | ServicesequipmentCateringEquipment
5.2 | SERVICES EQUIPMENT (SE) | 5.2.1 | Services equipment | 5.2.1.M.1 | Catering Equipment | Juice Dispenser | Servicesequipment | CateringEquipment | JuiceDispenser | ServicesequipmentCateringEquipment
5.2 | SERVICES EQUIPMENT (SE) | 5.2.1 | Services equipment | 5.2.1.M.1 | Catering Equipment | Microwave | Servicesequipment | CateringEquipment | Microwave | ServicesequipmentCateringEquipment
5.2 | SERVICES EQUIPMENT (SE) | 5.2.1 | Services equipment | 5.2.1.M.1 | Catering Equipment | Mincer | Servicesequipment | CateringEquipment | Mincer | ServicesequipmentCateringEquipment
5.2 | SERVICES EQUIPMENT (SE) | 5.2.1 | Services equipment | 5.2.1.M.1 | Catering Equipment | Mixer | Servicesequipment | CateringEquipment | Mixer | ServicesequipmentCateringEquipment
5.2 | SERVICES EQUIPMENT (SE) | 5.2.1 | Services equipment | 5.2.1.M.1 | Catering Equipment | Oven - Boilerless | Servicesequipment | CateringEquipment | OvenBoilerless | ServicesequipmentCateringEquipment
5.2 | SERVICES EQUIPMENT (SE) | 5.2.1 | Services equipment | 5.2.1.M.1 | Catering Equipment | Oven - Boilerless Gas | Servicesequipment | CateringEquipment | OvenBoilerlessGas | ServicesequipmentCateringEquipment
5.2 | SERVICES EQUIPMENT (SE) | 5.2.1 | Services equipment | 5.2.1.M.1 | Catering Equipment | Oven - Combination | Servicesequipment | CateringEquipment | OvenCombination | ServicesequipmentCateringEquipment
5.2 | SERVICES EQUIPMENT (SE) | 5.2.1 | Services equipment | 5.2.1.M.1 | Catering Equipment | Oven - Combination Gas | Servicesequipment | CateringEquipment | OvenCombinationGas | ServicesequipmentCateringEquipment
5.2 | SERVICES EQUIPMENT (SE) | 5.2.1 | Services equipment | 5.2.1.M.1 | Catering Equipment | Oven - Convection | Servicesequipment | CateringEquipment | OvenConvection | ServicesequipmentCateringEquipment
5.2 | SERVICES EQUIPMENT (SE) | 5.2.1 | Services equipment | 5.2.1.M.1 | Catering Equipment | Oven - Convection Gas | Servicesequipment | CateringEquipment | OvenConvectionGas | ServicesequipmentCateringEquipment
5.2 | SERVICES EQUIPMENT (SE) | 5.2.1 | Services equipment | 5.2.1.M.1 | Catering Equipment | Oven - Fan Assisted | Servicesequipment | CateringEquipment | OvenFanAssisted | ServicesequipmentCateringEquipment
5.2 | SERVICES EQUIPMENT (SE) | 5.2.1 | Services equipment | 5.2.1.M.1 | Catering Equipment | Oven - Fan Assisted Gas | Servicesequipment | CateringEquipment | OvenFanAssistedGas | ServicesequipmentCateringEquipment
5.2 | SERVICES EQUIPMENT (SE) | 5.2.1 | Services equipment | 5.2.1.M.1 | Catering Equipment | Pastry Roller/Dough Divides | Servicesequipment | CateringEquipment | PastryRollerDoughDivides | ServicesequipmentCateringEquipment
5.2 | SERVICES EQUIPMENT (SE) | 5.2.1 | Services equipment | 5.2.1.M.1 | Catering Equipment | Peeler | Servicesequipment | CateringEquipment | Peeler | ServicesequipmentCateringEquipment
5.2 | SERVICES EQUIPMENT (SE) | 5.2.1 | Services equipment | 5.2.1.M.1 | Catering Equipment | Plate Warmer | Servicesequipment | CateringEquipment | PlateWarmer | ServicesequipmentCateringEquipment
5.2 | SERVICES EQUIPMENT (SE) | 5.2.1 | Services equipment | 5.2.1.M.1 | Catering Equipment | Pot Wash | Servicesequipment | CateringEquipment | PotWash | ServicesequipmentCateringEquipment
5.2 | SERVICES EQUIPMENT (SE) | 5.2.1 | Services equipment | 5.2.1.M.1 | Catering Equipment | Pressure Steamer | Servicesequipment | CateringEquipment | PressureSteamer | ServicesequipmentCateringEquipment
5.2 | SERVICES EQUIPMENT (SE) | 5.2.1 | Services equipment | 5.2.1.M.1 | Catering Equipment | Processor | Servicesequipment | CateringEquipment | Processor | ServicesequipmentCateringEquipment
5.2 | SERVICES EQUIPMENT (SE) | 5.2.1 | Services equipment | 5.2.1.M.1 | Catering Equipment | Salamander | Servicesequipment | CateringEquipment | Salamander | ServicesequipmentCateringEquipment
5.2 | SERVICES EQUIPMENT (SE) | 5.2.1 | Services equipment | 5.2.1.M.1 | Catering Equipment | Salamander Gas | Servicesequipment | CateringEquipment | SalamanderGas | ServicesequipmentCateringEquipment
5.2 | SERVICES EQUIPMENT (SE) | 5.2.1 | Services equipment | 5.2.1.M.1 | Catering Equipment | Sink - Stainless Steel | Servicesequipment | CateringEquipment | SinkStainlessSteel | ServicesequipmentCateringEquipment
5.2 | SERVICES EQUIPMENT (SE) | 5.2.1 | Services equipment | 5.2.1.M.1 | Catering Equipment | Slicer | Servicesequipment | CateringEquipment | Slicer | ServicesequipmentCateringEquipment
5.2 | SERVICES EQUIPMENT (SE) | 5.2.1 | Services equipment | 5.2.1.M.1 | Catering Equipment | Tilting Kettle | Servicesequipment | CateringEquipment | TiltingKettle | ServicesequipmentCateringEquipment
5.2 | SERVICES EQUIPMENT (SE) | 5.2.1 | Services equipment | 5.2.1.M.1 | Catering Equipment | Tilting Kettle Gas | Servicesequipment | CateringEquipment | TiltingKettleGas | ServicesequipmentCateringEquipment
5.2 | SERVICES EQUIPMENT (SE) | 5.2.1 | Services equipment | 5.2.1.M.1 | Catering Equipment | Toaster | Servicesequipment | CateringEquipment | Toaster | ServicesequipmentCateringEquipment
5.2 | SERVICES EQUIPMENT (SE) | 5.2.1 | Services equipment | 5.2.1.M.1 | Catering Equipment | Vegetable Preparation Unit | Servicesequipment | CateringEquipment | VegetablePreparationUnit | ServicesequipmentCateringEquipment
5.2 | SERVICES EQUIPMENT (SE) | 5.2.1 | Services equipment | 5.2.1.M.1 | Catering Equipment | Waste Disposal Unit | Servicesequipment | CateringEquipment | WasteDisposalUnit | ServicesequipmentCateringEquipment
5.2 | SERVICES EQUIPMENT (SE) | 5.2.1 | Services equipment | 5.2.1.M.1 | Catering Equipment | Water Boiler - Electric | Servicesequipment | CateringEquipment | WaterBoilerElectric | ServicesequipmentCateringEquipment
5.2 | SERVICES EQUIPMENT (SE) | 5.2.1 | Services equipment | 5.2.1.M.1 | Catering Equipment | Water Boiler - Gas | Servicesequipment | CateringEquipment | WaterBoilerGas | ServicesequipmentCateringEquipment
5.2 | SERVICES EQUIPMENT (SE) | 5.2.1 | Services equipment | 5.2.1.M.2 | Food Storage equipment | Bainemarie - Electric | Servicesequipment | FoodStorageequipment | BainemarieElectric | ServicesequipmentFoodStorageequipment
5.2 | SERVICES EQUIPMENT (SE) | 5.2.1 | Services equipment | 5.2.1.M.2 | Food Storage equipment | Bainemarie - Gas | Servicesequipment | FoodStorageequipment | BainemarieGas | ServicesequipmentFoodStorageequipment
5.2 | SERVICES EQUIPMENT (SE) | 5.2.1 | Services equipment | 5.2.1.M.2 | Food Storage equipment | Chilled Display Cabinet | Servicesequipment | FoodStorageequipment | ChilledDisplayCabinet | ServicesequipmentFoodStorageequipment
5.2 | SERVICES EQUIPMENT (SE) | 5.2.1 | Services equipment | 5.2.1.M.2 | Food Storage equipment | Chilled Drinks Cabinet | Servicesequipment | FoodStorageequipment | ChilledDrinksCabinet | ServicesequipmentFoodStorageequipment
5.2 | SERVICES EQUIPMENT (SE) | 5.2.1 | Services equipment | 5.2.1.M.2 | Food Storage equipment | Chilled Servery Unit | Servicesequipment | FoodStorageequipment | ChilledServeryUnit | ServicesequipmentFoodStorageequipment
5.2 | SERVICES EQUIPMENT (SE) | 5.2.1 | Services equipment | 5.2.1.M.2 | Food Storage equipment | Freezer - Chest | Servicesequipment | FoodStorageequipment | FreezerChest | ServicesequipmentFoodStorageequipment
5.2 | SERVICES EQUIPMENT (SE) | 5.2.1 | Services equipment | 5.2.1.M.2 | Food Storage equipment | Freezer - Under Counter | Servicesequipment | FoodStorageequipment | FreezerUnderCounter | ServicesequipmentFoodStorageequipment
5.2 | SERVICES EQUIPMENT (SE) | 5.2.1 | Services equipment | 5.2.1.M.2 | Food Storage equipment | Freezer - Upright | Servicesequipment | FoodStorageequipment | FreezerUpright | ServicesequipmentFoodStorageequipment
5.2 | SERVICES EQUIPMENT (SE) | 5.2.1 | Services equipment | 5.2.1.M.2 | Food Storage equipment | Freezer - Walk In | Servicesequipment | FoodStorageequipment | FreezerWalkIn | ServicesequipmentFoodStorageequipment
5.2 | SERVICES EQUIPMENT (SE) | 5.2.1 | Services equipment | 5.2.1.M.2 | Food Storage equipment | Fridge - Under Counter | Servicesequipment | FoodStorageequipment | FridgeUnderCounter | ServicesequipmentFoodStorageequipment
5.2 | SERVICES EQUIPMENT (SE) | 5.2.1 | Services equipment | 5.2.1.M.2 | Food Storage equipment | Fridge - Upright | Servicesequipment | FoodStorageequipment | FridgeUpright | ServicesequipmentFoodStorageequipment
5.2 | SERVICES EQUIPMENT (SE) | 5.2.1 | Services equipment | 5.2.1.M.2 | Food Storage equipment | Fridge - Walk In | Servicesequipment | FoodStorageequipment | FridgeWalkIn | ServicesequipmentFoodStorageequipment
5.2 | SERVICES EQUIPMENT (SE) | 5.2.1 | Services equipment | 5.2.1.M.2 | Food Storage equipment | Hot Cupboard - Electric | Servicesequipment | FoodStorageequipment | HotCupboardElectric | ServicesequipmentFoodStorageequipment
5.2 | SERVICES EQUIPMENT (SE) | 5.2.1 | Services equipment | 5.2.1.M.2 | Food Storage equipment | Hot Cupboard - Gas | Servicesequipment | FoodStorageequipment | HotCupboardGas | ServicesequipmentFoodStorageequipment
5.2 | SERVICES EQUIPMENT (SE) | 5.2.1 | Services equipment | 5.2.1.M.2 | Food Storage equipment | Hot Display Cabin | Servicesequipment | FoodStorageequipment | HotDisplayCabin | ServicesequipmentFoodStorageequipment
5.2 | SERVICES EQUIPMENT (SE) | 5.2.1 | Services equipment | 5.2.1.M.2 | Food Storage equipment | Refrigeration equipment | Servicesequipment | FoodStorageequipment | Refrigerationequipment | ServicesequipmentFoodStorageequipment
5.2 | SERVICES EQUIPMENT (SE) | 5.2.1 | Services equipment | 5.2.1.M.2 | Food Storage equipment | Servery Counters - Chill Well | Servicesequipment | FoodStorageequipment | ServeryCountersChillWell | ServicesequipmentFoodStorageequipment
5.3 | DISPOSAL INSTALLATIONS (DI) | 5.3.1 | Foul drainage above ground | 5.3.1.M.1 | Waste pipework | Grease Traps | Fouldrainageaboveground | Wastepipework | GreaseTraps | FouldrainageabovegroundWastepipework
5.3 | DISPOSAL INSTALLATIONS (DI) | 5.3.1 | Foul drainage above ground | 5.3.1.M.1 | Waste pipework | Soil & Vent Pipe - Aluminium | Fouldrainageaboveground | Wastepipework | Soil&VentPipeAluminium | FouldrainageabovegroundWastepipework
5.3 | DISPOSAL INSTALLATIONS (DI) | 5.3.1 | Foul drainage above ground | 5.3.1.M.1 | Waste pipework | Soil & Vent Pipe - Asbestos | Fouldrainageaboveground | Wastepipework | Soil&VentPipeAsbestos | FouldrainageabovegroundWastepipework
5.3 | DISPOSAL INSTALLATIONS (DI) | 5.3.1 | Foul drainage above ground | 5.3.1.M.1 | Waste pipework | Soil & Vent Pipe - Cast Iron | Fouldrainageaboveground | Wastepipework | Soil&VentPipeCastIron | FouldrainageabovegroundWastepipework
5.3 | DISPOSAL INSTALLATIONS (DI) | 5.3.1 | Foul drainage above ground | 5.3.1.M.1 | Waste pipework | Soil & Vent Pipe - Copper | Fouldrainageaboveground | Wastepipework | Soil&VentPipeCopper | FouldrainageabovegroundWastepipework
5.3 | DISPOSAL INSTALLATIONS (DI) | 5.3.1 | Foul drainage above ground | 5.3.1.M.1 | Waste pipework | Soil & Vent Pipe - UPVC | Fouldrainageaboveground | Wastepipework | Soil&VentPipeUPVC | FouldrainageabovegroundWastepipework
5.3 | DISPOSAL INSTALLATIONS (DI) | 5.3.1 | Foul drainage above ground | 5.3.1.M.1 | Waste pipework | Waste Water Pipework - Cast Iron | Fouldrainageaboveground | Wastepipework | WasteWaterPipeworkCastIron | FouldrainageabovegroundWastepipework
5.3 | DISPOSAL INSTALLATIONS (DI) | 5.3.1 | Foul drainage above ground | 5.3.1.M.1 | Waste pipework | Waste Water Pipework - Copper | Fouldrainageaboveground | Wastepipework | WasteWaterPipeworkCopper | FouldrainageabovegroundWastepipework
5.3 | DISPOSAL INSTALLATIONS (DI) | 5.3.1 | Foul drainage above ground | 5.3.1.M.1 | Waste pipework | Waste Water Pipework - Plastic | Fouldrainageaboveground | Wastepipework | WasteWaterPipeworkPlastic | FouldrainageabovegroundWastepipework
5.3 | DISPOSAL INSTALLATIONS (DI) | 5.3.1 | Foul drainage above ground | 5.3.1.M.1 | Waste pipework | Discharge stacks - Cast iron | Fouldrainageaboveground | Wastepipework | DischargestacksCastiron | FouldrainageabovegroundWastepipework
5.3 | DISPOSAL INSTALLATIONS (DI) | 5.3.1 | Foul drainage above ground | 5.3.1.M.1 | Waste pipework | Discharge stacks - Copper | Fouldrainageaboveground | Wastepipework | DischargestacksCopper | FouldrainageabovegroundWastepipework
5.3 | DISPOSAL INSTALLATIONS (DI) | 5.3.1 | Foul drainage above ground | 5.3.1.M.1 | Waste pipework | Discharge stacks - Plastic | Fouldrainageaboveground | Wastepipework | DischargestacksPlastic | FouldrainageabovegroundWastepipework
5.3 | DISPOSAL INSTALLATIONS (DI) | 5.3.1 | Foul drainage above ground | 5.3.1.M.1 | Pipeline assemblies | Pipeline assemblies - PVC | Fouldrainageaboveground | Pipelineassemblies | PipelineassembliesPVC | FouldrainageabovegroundPipelineassemblies
5.3 | DISPOSAL INSTALLATIONS (DI) | 5.3.1 | Foul drainage above ground | 5.3.1.M.1 | Pipeline assemblies | Pipeline assemblies - Plastic | Fouldrainageaboveground | Pipelineassemblies | PipelineassembliesPlastic | FouldrainageabovegroundPipelineassemblies
5.3 | DISPOSAL INSTALLATIONS (DI) | 5.3.1 | Foul drainage above ground | 5.3.1.M.1 | Pipeline assemblies | Pipeline assemblies - Cast Iron | Fouldrainageaboveground | Pipelineassemblies | PipelineassembliesCastIron | FouldrainageabovegroundPipelineassemblies
5.3 | DISPOSAL INSTALLATIONS (DI) | 5.3.1 | Foul drainage above ground | 5.3.1.M.1 | Floor channels / gratings | Floor channels / gratings - PVC | Fouldrainageaboveground | Floorchannelsgratings | FloorchannelsgratingsPVC | FouldrainageabovegroundFloorchannelsgratings
5.3 | DISPOSAL INSTALLATIONS (DI) | 5.3.1 | Foul drainage above ground | 5.3.1.M.1 | Floor channels / gratings | Floor channels / gratings - Plastic | Fouldrainageaboveground | Floorchannelsgratings | FloorchannelsgratingsPlastic | FouldrainageabovegroundFloorchannelsgratings
5.3 | DISPOSAL INSTALLATIONS (DI) | 5.3.1 | Foul drainage above ground | 5.3.1.M.1 | Floor channels / gratings | Floor channels / gratings - Cast Iron | Fouldrainageaboveground | Floorchannelsgratings | FloorchannelsgratingsCastIron | FouldrainageabovegroundFloorchannelsgratings
5.3 | DISPOSAL INSTALLATIONS (DI) | 5.3.1 | Foul drainage above ground | 5.3.1.M.4 | Sump Pump | Sump Pump | Fouldrainageaboveground | SumpPump | SumpPump | FouldrainageabovegroundSumpPump
5.3 | DISPOSAL INSTALLATIONS (DI) | 5.3.1 | Foul drainage above ground | 5.3.1.M.5 | Sundry items | Sewage Ejector Pump | Fouldrainageaboveground | Sundryitems | SewageEjectorPump | FouldrainageabovegroundSundryitems
5.3 | DISPOSAL INSTALLATIONS (DI) | 5.3.2 | Chemical, toxic and industrial liquid waste drainage | 5.3.2.M.4 | Tanks | Chemical Storage Tank | Chemicaltoxicandindustrialliquidwastedrainage | Tanks | ChemicalStorageTank | ChemicaltoxicandindustrialliquidwastedrainageTanks
5.3 | DISPOSAL INSTALLATIONS (DI) | 5.3.2 | Chemical, toxic and industrial liquid waste drainage | 5.3.2.M.5 | Settlement tanks | Septic Tank | Chemicaltoxicandindustrialliquidwastedrainage | Settlementtanks | SepticTank | ChemicaltoxicandindustrialliquidwastedrainageSettlementtanks
5.3 | DISPOSAL INSTALLATIONS (DI) | 5.3.2 | Chemical, toxic and industrial liquid waste drainage | 5.3.2.M.6 | Effluent treatment plant | Sewage Treatment Works | Chemicaltoxicandindustrialliquidwastedrainage | Effluenttreatmentplant | SewageTreatmentWorks | ChemicaltoxicandindustrialliquidwastedrainageEffluenttreatmentplant
5.3 | DISPOSAL INSTALLATIONS (DI) | 5.3.2 | Chemical, toxic and industrial liquid waste drainage | 5.3.2.M.1 | Pipelines and fittings | Pipework - Glass | Chemicaltoxicandindustrialliquidwastedrainage | Pipelinesandfittings | PipeworkGlass | ChemicaltoxicandindustrialliquidwastedrainagePipelinesandfittings
5.3 | DISPOSAL INSTALLATIONS (DI) | 5.3.2 | Chemical, toxic and industrial liquid waste drainage | 5.3.2.M.1 | Pipelines and fittings | Pipework - uPVC | Chemicaltoxicandindustrialliquidwastedrainage | Pipelinesandfittings | PipeworkuPVC | ChemicaltoxicandindustrialliquidwastedrainagePipelinesandfittings
5.3 | DISPOSAL INSTALLATIONS (DI) | 5.3.2 | Chemical, toxic and industrial liquid waste drainage | 5.3.2.M.1 | Pipelines and fittings | Pipework - Plastic | Chemicaltoxicandindustrialliquidwastedrainage | Pipelinesandfittings | PipeworkPlastic | ChemicaltoxicandindustrialliquidwastedrainagePipelinesandfittings
5.3 | DISPOSAL INSTALLATIONS (DI) | 5.3.2 | Chemical, toxic and industrial liquid waste drainage | 5.3.2.M.1 | Pipelines and fittings | Pipework - Cast Iron | Chemicaltoxicandindustrialliquidwastedrainage | Pipelinesandfittings | PipeworkCastIron | ChemicaltoxicandindustrialliquidwastedrainagePipelinesandfittings
5.3 | DISPOSAL INSTALLATIONS (DI) | 5.3.2 | Chemical, toxic and industrial liquid waste drainage | 5.3.2.M.2 | Traps, access points and rodding eyes | Traps - Glass | Chemicaltoxicandindustrialliquidwastedrainage | Trapsaccesspointsandroddingeyes | TrapsGlass | ChemicaltoxicandindustrialliquidwastedrainageTrapsaccesspointsandroddingeyes
5.3 | DISPOSAL INSTALLATIONS (DI) | 5.3.2 | Chemical, toxic and industrial liquid waste drainage | 5.3.2.M.2 | Traps, access points and rodding eyes | Traps - uPVC | Chemicaltoxicandindustrialliquidwastedrainage | Trapsaccesspointsandroddingeyes | TrapsuPVC | ChemicaltoxicandindustrialliquidwastedrainageTrapsaccesspointsandroddingeyes
5.3 | DISPOSAL INSTALLATIONS (DI) | 5.3.2 | Chemical, toxic and industrial liquid waste drainage | 5.3.2.M.2 | Traps, access points and rodding eyes | Traps - Plastic | Chemicaltoxicandindustrialliquidwastedrainage | Trapsaccesspointsandroddingeyes | TrapsPlastic | ChemicaltoxicandindustrialliquidwastedrainageTrapsaccesspointsandroddingeyes
5.3 | DISPOSAL INSTALLATIONS (DI) | 5.3.2 | Chemical, toxic and industrial liquid waste drainage | 5.3.2.M.2 | Traps, access points and rodding eyes | Traps - Cast Iron | Chemicaltoxicandindustrialliquidwastedrainage | Trapsaccesspointsandroddingeyes | TrapsCastIron | ChemicaltoxicandindustrialliquidwastedrainageTrapsaccesspointsandroddingeyes
5.3 | DISPOSAL INSTALLATIONS (DI) | 5.3.2 | Chemical, toxic and industrial liquid waste drainage | 5.3.2.M.3 | Gullies | Gullies - Glass | Chemicaltoxicandindustrialliquidwastedrainage | Gullies | GulliesGlass | ChemicaltoxicandindustrialliquidwastedrainageGullies
5.3 | DISPOSAL INSTALLATIONS (DI) | 5.3.2 | Chemical, toxic and industrial liquid waste drainage | 5.3.2.M.3 | Gullies | Gullies - uPVC | Chemicaltoxicandindustrialliquidwastedrainage | Gullies | GulliesuPVC | ChemicaltoxicandindustrialliquidwastedrainageGullies
5.3 | DISPOSAL INSTALLATIONS (DI) | 5.3.2 | Chemical, toxic and industrial liquid waste drainage | 5.3.2.M.3 | Gullies | Gullies - Plastic | Chemicaltoxicandindustrialliquidwastedrainage | Gullies | GulliesPlastic | ChemicaltoxicandindustrialliquidwastedrainageGullies
5.3 | DISPOSAL INSTALLATIONS (DI) | 5.3.2 | Chemical, toxic and industrial liquid waste drainage | 5.3.2.M.3 | Gullies | Gullies - Cast Iron | Chemicaltoxicandindustrialliquidwastedrainage | Gullies | GulliesCastIron | ChemicaltoxicandindustrialliquidwastedrainageGullies
5.3 | DISPOSAL INSTALLATIONS (DI) | 5.3.2 | Chemical, toxic and industrial liquid waste drainage | 5.3.2.M.7 | Dosing equipment | Dosing equipment | Chemicaltoxicandindustrialliquidwastedrainage | Dosingequipment | Dosingequipment | ChemicaltoxicandindustrialliquidwastedrainageDosingequipment
5.3 | DISPOSAL INSTALLATIONS (DI) | 5.3.2 | Chemical, toxic and industrial liquid waste drainage | 5.3.2.M.8 | Steriliser | Sterilisation equipment | Chemicaltoxicandindustrialliquidwastedrainage | Steriliser | Sterilisationequipment | ChemicaltoxicandindustrialliquidwastedrainageSteriliser
5.3 | DISPOSAL INSTALLATIONS (DI) | 5.3.2 | Chemical, toxic and industrial liquid waste drainage | 5.3.2.M.10 | Thermal insulation | Thermal insulation | Chemicaltoxicandindustrialliquidwastedrainage | Thermalinsulation | Thermalinsulation | ChemicaltoxicandindustrialliquidwastedrainageThermalinsulation
5.3 | DISPOSAL INSTALLATIONS (DI) | 5.3.2 | Chemical, toxic and industrial liquid waste drainage | 5.3.2.M.11 | Control components | Control components located externally | Chemicaltoxicandindustrialliquidwastedrainage | Controlcomponents | Controlcomponentslocatedexternally | ChemicaltoxicandindustrialliquidwastedrainageControlcomponents
5.3 | DISPOSAL INSTALLATIONS (DI) | 5.3.2 | Chemical, toxic and industrial liquid waste drainage | 5.3.2.M.12 | Monitoring equipment | Monitoring equipment locate externally | Chemicaltoxicandindustrialliquidwastedrainage | Monitoringequipment | Monitoringequipmentlocateexternally | ChemicaltoxicandindustrialliquidwastedrainageMonitoringequipment
5.3 | DISPOSAL INSTALLATIONS (DI) | 5.3.3 | Refuse Disposal | 5.3.3.M.1 | Refuse collection and disposal equipment | Compactor | RefuseDisposal | Refusecollectionanddisposalequipment | Compactor | RefuseDisposalRefusecollectionanddisposalequipment
5.3 | DISPOSAL INSTALLATIONS (DI) | 5.3.3 | Refuse Disposal | 5.3.3.M.1 | Refuse collection and disposal equipment | Bailing Machine | RefuseDisposal | Refusecollectionanddisposalequipment | BailingMachine | RefuseDisposalRefusecollectionanddisposalequipment
5.3 | DISPOSAL INSTALLATIONS (DI) | 5.3.3 | Refuse Disposal | 5.3.3.M.1 | Refuse collection and disposal equipment | Refuse collection equipment | RefuseDisposal | Refusecollectionanddisposalequipment | Refusecollectionequipment | RefuseDisposalRefusecollectionanddisposalequipment
5.3 | DISPOSAL INSTALLATIONS (DI) | 5.3.3 | Refuse Disposal | 5.3.3.M.1 | Refuse collection and disposal equipment | Paper Shredders - Commercial | RefuseDisposal | Refusecollectionanddisposalequipment | PaperShreddersCommercial | RefuseDisposalRefusecollectionanddisposalequipment
5.3 | DISPOSAL INSTALLATIONS (DI) | 5.3.3 | Refuse Disposal | 5.3.3.M.1 | Refuse collection and disposal equipment | Paper Shredders - Industrial | RefuseDisposal | Refusecollectionanddisposalequipment | PaperShreddersIndustrial | RefuseDisposalRefusecollectionanddisposalequipment
5.3 | DISPOSAL INSTALLATIONS (DI) | 5.3.3 | Refuse Disposal | 5.3.3.M.2 | Incineration plant and ancillaries | Incinerator - Gas or Oil Fired Furnaces | RefuseDisposal | Incinerationplantandancillaries | IncineratorGasorOilFiredFurnaces | RefuseDisposalIncinerationplantandancillaries
5.3 | DISPOSAL INSTALLATIONS (DI) | 5.3.3 | Refuse Disposal | 5.3.3.M.3 | Safety devices | Emergency Shut Off button | RefuseDisposal | Safetydevices | EmergencyShutOffbutton | RefuseDisposalSafetydevices
5.4 | WATER INSTALLATIONS (WI) | 5.4.1 | Mains water supply | 5.4.1.M.1 | Pipelines and fittings | Pipework - Mains - Copper | Mainswatersupply | Pipelinesandfittings | PipeworkMainsCopper | MainswatersupplyPipelinesandfittings
5.4 | WATER INSTALLATIONS (WI) | 5.4.1 | Mains water supply | 5.4.1.M.1 | Pipelines and fittings | Pipework - Mains - Plastic | Mainswatersupply | Pipelinesandfittings | PipeworkMainsPlastic | MainswatersupplyPipelinesandfittings
5.4 | WATER INSTALLATIONS (WI) | 5.4.1 | Mains water supply | 5.4.1.M.1 | Pipelines and fittings | Pipework - Mains - Steel | Mainswatersupply | Pipelinesandfittings | PipeworkMainsSteel | MainswatersupplyPipelinesandfittings
5.4 | WATER INSTALLATIONS (WI) | 5.4.1 | Mains water supply | 5.4.1.M.1 | Pipelines and fittings | Pipework - Mains - Steel galvanised | Mainswatersupply | Pipelinesandfittings | PipeworkMainsSteelgalvanised | MainswatersupplyPipelinesandfittings
5.4 | WATER INSTALLATIONS (WI) | 5.4.1 | Mains water supply | 5.4.1.M.3 | Meters | Meter - Water | Mainswatersupply | Meters | MeterWater | MainswatersupplyMeters
5.4 | WATER INSTALLATIONS (WI) | 5.4.1 | Mains water supply | 5.4.1.M.5 | Trace heating. | Trace Heating | Mainswatersupply | Traceheating | TraceHeating | MainswatersupplyTraceheating
5.4 | WATER INSTALLATIONS (WI) | 5.4.1 | Mains water supply | 5.4.1.M.2 | Valves | Valves - gate | Mainswatersupply | Valves | Valvesgate | MainswatersupplyValves
5.4 | WATER INSTALLATIONS (WI) | 5.4.1 | Mains water supply | 5.4.1.M.2 | Valves | Valves - float operated valve | Mainswatersupply | Valves | Valvesfloatoperatedvalve | MainswatersupplyValves
5.4 | WATER INSTALLATIONS (WI) | 5.4.1 | Mains water supply | 5.4.1.M.2 | Valves | Valves - automatic control | Mainswatersupply | Valves | Valvesautomaticcontrol | MainswatersupplyValves
5.4 | WATER INSTALLATIONS (WI) | 5.4.1 | Mains water supply | 5.4.1.M.2 | Valves | Rotary valves - shoe or slipper | Mainswatersupply | Valves | Rotaryvalvesshoeorslipper | MainswatersupplyValves
5.4 | WATER INSTALLATIONS (WI) | 5.4.1 | Mains water supply | 5.4.1.M.2 | Valves | Butterfly and ball valves | Mainswatersupply | Valves | Butterflyandballvalves | MainswatersupplyValves
5.4 | WATER INSTALLATIONS (WI) | 5.4.1 | Mains water supply | 5.4.1.M.4 | Rising main to storage tanks | Rising main | Mainswatersupply | Risingmaintostoragetanks | Risingmain | MainswatersupplyRisingmaintostoragetanks
5.4 | WATER INSTALLATIONS (WI) | 5.4.1 | Mains water supply | 5.4.1.M.4 | Thermal insulation. | Thermal insulation. | Mainswatersupply | Thermalinsulation | Thermalinsulation | MainswatersupplyThermalinsulation
5.4 | WATER INSTALLATIONS (WI) | 5.4.2 | Cold water distribution | 5.4.2.M.1 | Pipelines and fittings | Expansion Bellows - Flue Dilution | Coldwaterdistribution | Pipelinesandfittings | ExpansionBellowsFlueDilution | ColdwaterdistributionPipelinesandfittings
5.4 | WATER INSTALLATIONS (WI) | 5.4.2 | Cold water distribution | 5.4.2.M.1 | Pipelines and fittings | Expansion Bellows - Rubber | Coldwaterdistribution | Pipelinesandfittings | ExpansionBellowsRubber | ColdwaterdistributionPipelinesandfittings
5.4 | WATER INSTALLATIONS (WI) | 5.4.2 | Cold water distribution | 5.4.2.M.1 | Pipelines and fittings | Expansion Bellows - Steel | Coldwaterdistribution | Pipelinesandfittings | ExpansionBellowsSteel | ColdwaterdistributionPipelinesandfittings
5.4 | WATER INSTALLATIONS (WI) | 5.4.2 | Cold water distribution | 5.4.2.M.1 | Pipelines and fittings | Pipework - Cold Water - Copper | Coldwaterdistribution | Pipelinesandfittings | PipeworkColdWaterCopper | ColdwaterdistributionPipelinesandfittings
5.4 | WATER INSTALLATIONS (WI) | 5.4.2 | Cold water distribution | 5.4.2.M.1 | Pipelines and fittings | Pipework - Cold Water - Plastic | Coldwaterdistribution | Pipelinesandfittings | PipeworkColdWaterPlastic | ColdwaterdistributionPipelinesandfittings
5.4 | WATER INSTALLATIONS (WI) | 5.4.2 | Cold water distribution | 5.4.2.M.1 | Pipelines and fittings | Pipework - Cold Water - Steel | Coldwaterdistribution | Pipelinesandfittings | PipeworkColdWaterSteel | ColdwaterdistributionPipelinesandfittings
5.4 | WATER INSTALLATIONS (WI) | 5.4.2 | Cold water distribution | 5.4.2.M.1 | Pipelines and fittings | Pipework - Cold Water - Steel galvanised | Coldwaterdistribution | Pipelinesandfittings | PipeworkColdWaterSteelgalvanised | ColdwaterdistributionPipelinesandfittings
5.4 | WATER INSTALLATIONS (WI) | 5.4.2 | Cold water distribution | 5.4.2.M.10 | Instrumentation and controls | Control Panel - Cold Water Services | Coldwaterdistribution | Instrumentationandcontrols | ControlPanelColdWaterServices | ColdwaterdistributionInstrumentationandcontrols
5.4 | WATER INSTALLATIONS (WI) | 5.4.2 | Cold water distribution | 5.4.2.M.11 | Thermal insulation | Thermal insulation | Coldwaterdistribution | Thermalinsulation | Thermalinsulation | ColdwaterdistributionThermalinsulation
5.4 | WATER INSTALLATIONS (WI) | 5.4.2 | Cold water distribution | 5.4.2.M.12 | Rainwater harvesting systems | Rainwater Harvesting System | Coldwaterdistribution | Rainwaterharvestingsystems | RainwaterHarvestingSystem | ColdwaterdistributionRainwaterharvestingsystems
5.4 | WATER INSTALLATIONS (WI) | 5.4.2 | Cold water distribution | 5.4.2.M.2 | Valves | Valves - Check | Coldwaterdistribution | Valves | ValvesCheck | ColdwaterdistributionValves
5.4 | WATER INSTALLATIONS (WI) | 5.4.2 | Cold water distribution | 5.4.2.M.2 | Valves | Valves - gate | Coldwaterdistribution | Valves | Valvesgate | ColdwaterdistributionValves
5.4 | WATER INSTALLATIONS (WI) | 5.4.2 | Cold water distribution | 5.4.2.M.2 | Valves | Valves - Strainers | Coldwaterdistribution | Valves | ValvesStrainers | ColdwaterdistributionValves
5.4 | WATER INSTALLATIONS (WI) | 5.4.2 | Cold water distribution | 5.4.2.M.2 | Valves | Valves - Thermostatic Mixer | Coldwaterdistribution | Valves | ValvesThermostaticMixer | ColdwaterdistributionValves
5.4 | WATER INSTALLATIONS (WI) | 5.4.2 | Cold water distribution | 5.4.2.M.5 | Pumps | Pumps - Floor mounted | Coldwaterdistribution | Pumps | PumpsFloormounted | ColdwaterdistributionPumps
5.4 | WATER INSTALLATIONS (WI) | 5.4.2 | Cold water distribution | 5.4.2.M.5 | Pumps | Pumps - Floor mounted Twin Head | Coldwaterdistribution | Pumps | PumpsFloormountedTwinHead | ColdwaterdistributionPumps
5.4 | WATER INSTALLATIONS (WI) | 5.4.2 | Cold water distribution | 5.4.2.M.5 | Pumps | Pumps - Accelerator pipe mounted | Coldwaterdistribution | Pumps | PumpsAcceleratorpipemounted | ColdwaterdistributionPumps
5.4 | WATER INSTALLATIONS (WI) | 5.4.2 | Cold water distribution | 5.4.2.M.5 | Pumps | Pumps - Domestic | Coldwaterdistribution | Pumps | PumpsDomestic | ColdwaterdistributionPumps
5.4 | WATER INSTALLATIONS (WI) | 5.4.2 | Cold water distribution | 5.4.2.M.5 | Pumps | Pumps - HWS circulator | Coldwaterdistribution | Pumps | PumpsHWScirculator | ColdwaterdistributionPumps
5.4 | WATER INSTALLATIONS (WI) | 5.4.2 | Cold water distribution | 5.4.2.M.6 | Pressurisation expansion units | Pressurisation Unit | Coldwaterdistribution | Pressurisationexpansionunits | PressurisationUnit | ColdwaterdistributionPressurisationexpansionunits
5.4 | WATER INSTALLATIONS (WI) | 5.4.2 | Cold water distribution | 5.4.2.M.7 | Pressure booster sets | Domestic Booster set | Coldwaterdistribution | Pressureboostersets | DomesticBoosterset | ColdwaterdistributionPressureboostersets
5.4 | WATER INSTALLATIONS (WI) | 5.4.2 | Cold water distribution | 5.4.2.M.7 | Pressure booster sets | MCWS Booster set | Coldwaterdistribution | Pressureboostersets | MCWSBoosterset | ColdwaterdistributionPressureboostersets
5.4 | WATER INSTALLATIONS (WI) | 5.4.2 | Cold water distribution | 5.4.2.M.8 | Tanks | Purified Water Tank | Coldwaterdistribution | Tanks | PurifiedWaterTank | ColdwaterdistributionTanks
5.4 | WATER INSTALLATIONS (WI) | 5.4.2 | Cold water distribution | 5.4.2.M.8 | Tanks | Water Storage Tanks - Fibreglass | Coldwaterdistribution | Tanks | WaterStorageTanksFibreglass | ColdwaterdistributionTanks
5.4 | WATER INSTALLATIONS (WI) | 5.4.2 | Cold water distribution | 5.4.2.M.8 | Tanks | Water Storage Tanks - Galvanised Metal | Coldwaterdistribution | Tanks | WaterStorageTanksGalvanisedMetal | ColdwaterdistributionTanks
5.4 | WATER INSTALLATIONS (WI) | 5.4.2 | Cold water distribution | 5.4.2.M.8 | Tanks | Water Storage Tanks - GRP | Coldwaterdistribution | Tanks | WaterStorageTanksGRP | ColdwaterdistributionTanks
5.4 | WATER INSTALLATIONS (WI) | 5.4.2 | Cold water distribution | 5.4.2.M.8 | Tanks | Water Storage Tanks - Polypropylene | Coldwaterdistribution | Tanks | WaterStorageTanksPolypropylene | ColdwaterdistributionTanks
5.4 | WATER INSTALLATIONS (WI) | 5.4.2 | Cold water distribution | 5.4.2.M.8 | Tanks | Water Tank Potable - Fibreglass | Coldwaterdistribution | Tanks | WaterTankPotableFibreglass | ColdwaterdistributionTanks
5.4 | WATER INSTALLATIONS (WI) | 5.4.2 | Cold water distribution | 5.4.2.M.8 | Tanks | Water Tank Potable - Galvanised Metal | Coldwaterdistribution | Tanks | WaterTankPotableGalvanisedMetal | ColdwaterdistributionTanks
5.4 | WATER INSTALLATIONS (WI) | 5.4.2 | Cold water distribution | 5.4.2.M.8 | Tanks | Water Tank Potable - GRP | Coldwaterdistribution | Tanks | WaterTankPotableGRP | ColdwaterdistributionTanks
5.4 | WATER INSTALLATIONS (WI) | 5.4.2 | Cold water distribution | 5.4.2.M.8 | Tanks | Water Tank Potable - Polypropylene | Coldwaterdistribution | Tanks | WaterTankPotablePolypropylene | ColdwaterdistributionTanks
5.4 | WATER INSTALLATIONS (WI) | 5.4.2 | Cold water distribution | 5.4.2.M.9 | Trace heating | Trace Heating | Coldwaterdistribution | Traceheating | TraceHeating | ColdwaterdistributionTraceheating
5.4 | WATER INSTALLATIONS (WI) | 5.4.2 | Cold water distribution | 5.4.2.M.3 | Water saving devices | Water saving devices | Coldwaterdistribution | Watersavingdevices | Watersavingdevices | ColdwaterdistributionWatersavingdevices
5.4 | WATER INSTALLATIONS (WI) | 5.4.2 | Cold water distribution | 5.4.2.M.4 | Taps | Taps - Service valve | Coldwaterdistribution | Taps | TapsServicevalve | ColdwaterdistributionTaps
5.4 | WATER INSTALLATIONS (WI) | 5.4.2 | Cold water distribution | 5.4.2.M.13 | Grey water collection systems | Grey Water Collection System | Coldwaterdistribution | Greywatercollectionsystems | GreyWaterCollectionSystem | ColdwaterdistributionGreywatercollectionsystems
5.4 | WATER INSTALLATIONS (WI) | 5.4.3 | Hot water distribution | 5.4.3.M.1 | Pipelines and fittings | Expansion Bellows - Flue Dilution | Hotwaterdistribution | Pipelinesandfittings | ExpansionBellowsFlueDilution | HotwaterdistributionPipelinesandfittings
5.4 | WATER INSTALLATIONS (WI) | 5.4.3 | Hot water distribution | 5.4.3.M.1 | Pipelines and fittings | Expansion Bellows - Rubber | Hotwaterdistribution | Pipelinesandfittings | ExpansionBellowsRubber | HotwaterdistributionPipelinesandfittings
5.4 | WATER INSTALLATIONS (WI) | 5.4.3 | Hot water distribution | 5.4.3.M.1 | Pipelines and fittings | Expansion Bellows - Steel | Hotwaterdistribution | Pipelinesandfittings | ExpansionBellowsSteel | HotwaterdistributionPipelinesandfittings
5.4 | WATER INSTALLATIONS (WI) | 5.4.3 | Hot water distribution | 5.4.3.M.1 | Pipelines and fittings | Pipework - DHWS | Hotwaterdistribution | Pipelinesandfittings | PipeworkDHWS | HotwaterdistributionPipelinesandfittings
5.4 | WATER INSTALLATIONS (WI) | 5.4.3 | Hot water distribution | 5.4.3.M.1 | Pipelines and fittings | Pipework - DHWS - Copper | Hotwaterdistribution | Pipelinesandfittings | PipeworkDHWSCopper | HotwaterdistributionPipelinesandfittings
5.4 | WATER INSTALLATIONS (WI) | 5.4.3 | Hot water distribution | 5.4.3.M.1 | Pipelines and fittings | Pipework - DHWS - Plastic | Hotwaterdistribution | Pipelinesandfittings | PipeworkDHWSPlastic | HotwaterdistributionPipelinesandfittings
5.4 | WATER INSTALLATIONS (WI) | 5.4.3 | Hot water distribution | 5.4.3.M.1 | Pipelines and fittings | Pipework - DHWS - steel galvanised | Hotwaterdistribution | Pipelinesandfittings | PipeworkDHWSsteelgalvanised | HotwaterdistributionPipelinesandfittings
5.4 | WATER INSTALLATIONS (WI) | 5.4.3 | Hot water distribution | 5.4.3.M.1 | Pipelines and fittings | Plant Room Pipework | Hotwaterdistribution | Pipelinesandfittings | PlantRoomPipework | HotwaterdistributionPipelinesandfittings
5.4 | WATER INSTALLATIONS (WI) | 5.4.3 | Hot water distribution | 5.4.3.M.10 | Immersion heaters | HW cylinder with immersion heater | Hotwaterdistribution | Immersionheaters | HWcylinderwithimmersionheater | HotwaterdistributionImmersionheaters
5.4 | WATER INSTALLATIONS (WI) | 5.4.3 | Hot water distribution | 5.4.3.M.11 | Expansion tank | Insulated Combination Units | Hotwaterdistribution | Expansiontank | InsulatedCombinationUnits | HotwaterdistributionExpansiontank
5.4 | WATER INSTALLATIONS (WI) | 5.4.3 | Hot water distribution | 5.4.3.M.12 | Water softeners | Chemical Dosing pot | Hotwaterdistribution | Watersofteners | ChemicalDosingpot | HotwaterdistributionWatersofteners
5.4 | WATER INSTALLATIONS (WI) | 5.4.3 | Hot water distribution | 5.4.3.M.12 | Water softeners | Chemical Dosing Systems | Hotwaterdistribution | Watersofteners | ChemicalDosingSystems | HotwaterdistributionWatersofteners
5.4 | WATER INSTALLATIONS (WI) | 5.4.3 | Hot water distribution | 5.4.3.M.12 | Water softeners | Computerised Water Conditioner | Hotwaterdistribution | Watersofteners | ComputerisedWaterConditioner | HotwaterdistributionWatersofteners
5.4 | WATER INSTALLATIONS (WI) | 5.4.3 | Hot water distribution | 5.4.3.M.12 | Water softeners | De-Alkailisation Plant | Hotwaterdistribution | Watersofteners | DeAlkailisationPlant | HotwaterdistributionWatersofteners
5.4 | WATER INSTALLATIONS (WI) | 5.4.3 | Hot water distribution | 5.4.3.M.12 | Water softeners | De-Alkalisation Plant | Hotwaterdistribution | Watersofteners | DeAlkalisationPlant | HotwaterdistributionWatersofteners
5.4 | WATER INSTALLATIONS (WI) | 5.4.3 | Hot water distribution | 5.4.3.M.12 | Water softeners | Demineralisation Plant | Hotwaterdistribution | Watersofteners | DemineralisationPlant | HotwaterdistributionWatersofteners
5.4 | WATER INSTALLATIONS (WI) | 5.4.3 | Hot water distribution | 5.4.3.M.12 | Water softeners | Electrolytic Chlorine Ion Generation | Hotwaterdistribution | Watersofteners | ElectrolyticChlorineIonGeneration | HotwaterdistributionWatersofteners
5.4 | WATER INSTALLATIONS (WI) | 5.4.3 | Hot water distribution | 5.4.3.M.12 | Water softeners | In-Line Water Filter | Hotwaterdistribution | Watersofteners | InLineWaterFilter | HotwaterdistributionWatersofteners
5.4 | WATER INSTALLATIONS (WI) | 5.4.3 | Hot water distribution | 5.4.3.M.12 | Water softeners | Ionisation Softener - Comercial | Hotwaterdistribution | Watersofteners | IonisationSoftenerComercial | HotwaterdistributionWatersofteners
5.4 | WATER INSTALLATIONS (WI) | 5.4.3 | Hot water distribution | 5.4.3.M.12 | Water softeners | Ionisation Softener - Domestic | Hotwaterdistribution | Watersofteners | IonisationSoftenerDomestic | HotwaterdistributionWatersofteners
5.4 | WATER INSTALLATIONS (WI) | 5.4.3 | Hot water distribution | 5.4.3.M.12 | Water softeners | Reverse osmosis softener | Hotwaterdistribution | Watersofteners | Reverseosmosissoftener | HotwaterdistributionWatersofteners
5.4 | WATER INSTALLATIONS (WI) | 5.4.3 | Hot water distribution | 5.4.3.M.12 | Water softeners | UV Water Treatment | Hotwaterdistribution | Watersofteners | UVWaterTreatment | HotwaterdistributionWatersofteners
5.4 | WATER INSTALLATIONS (WI) | 5.4.3 | Hot water distribution | 5.4.3.M.12 | Water softeners | Water Conditioner - Magnetic | Hotwaterdistribution | Watersofteners | WaterConditionerMagnetic | HotwaterdistributionWatersofteners
5.4 | WATER INSTALLATIONS (WI) | 5.4.3 | Hot water distribution | 5.4.3.M.12 | Water softeners | Water Purification Unit (Lab) | Hotwaterdistribution | Watersofteners | WaterPurificationUnitLab | HotwaterdistributionWatersofteners
5.4 | WATER INSTALLATIONS (WI) | 5.4.3 | Hot water distribution | 5.4.3.M.2 | Valves | Valves - Check | Hotwaterdistribution | Valves | ValvesCheck | HotwaterdistributionValves
5.4 | WATER INSTALLATIONS (WI) | 5.4.3 | Hot water distribution | 5.4.3.M.2 | Valves | Valves - gate | Hotwaterdistribution | Valves | Valvesgate | HotwaterdistributionValves
5.4 | WATER INSTALLATIONS (WI) | 5.4.3 | Hot water distribution | 5.4.3.M.2 | Valves | Valves - Strainers | Hotwaterdistribution | Valves | ValvesStrainers | HotwaterdistributionValves
5.4 | WATER INSTALLATIONS (WI) | 5.4.3 | Hot water distribution | 5.4.3.M.2 | Valves | Valves - Thermostatic Mixer | Hotwaterdistribution | Valves | ValvesThermostaticMixer | HotwaterdistributionValves
5.4 | WATER INSTALLATIONS (WI) | 5.4.3 | Hot water distribution | 5.4.3.M.5 | Pumps | Pumps - Floor mounted | Hotwaterdistribution | Pumps | PumpsFloormounted | HotwaterdistributionPumps
5.4 | WATER INSTALLATIONS (WI) | 5.4.3 | Hot water distribution | 5.4.3.M.5 | Pumps | Pumps - Floor mounted Twin Head | Hotwaterdistribution | Pumps | PumpsFloormountedTwinHead | HotwaterdistributionPumps
5.4 | WATER INSTALLATIONS (WI) | 5.4.3 | Hot water distribution | 5.4.3.M.5 | Pumps | Pumps - Accelerator pipe mounted | Hotwaterdistribution | Pumps | PumpsAcceleratorpipemounted | HotwaterdistributionPumps
5.4 | WATER INSTALLATIONS (WI) | 5.4.3 | Hot water distribution | 5.4.3.M.5 | Pumps | Pumps - Domestic | Hotwaterdistribution | Pumps | PumpsDomestic | HotwaterdistributionPumps
5.4 | WATER INSTALLATIONS (WI) | 5.4.3 | Hot water distribution | 5.4.3.M.5 | Pumps | Pumps - HWS circulator | Hotwaterdistribution | Pumps | PumpsHWScirculator | HotwaterdistributionPumps
5.4 | WATER INSTALLATIONS (WI) | 5.4.3 | Hot water distribution | 5.4.3.M.6 | Heat exchangers | Plate Heat Exchanger | Hotwaterdistribution | Heatexchangers | PlateHeatExchanger | HotwaterdistributionHeatexchangers
5.4 | WATER INSTALLATIONS (WI) | 5.4.3 | Hot water distribution | 5.4.3.M.6 | Heat exchangers | Shell & Tube Heat Exchanger | Hotwaterdistribution | Heatexchangers | Shell&TubeHeatExchanger | HotwaterdistributionHeatexchangers
5.4 | WATER INSTALLATIONS (WI) | 5.4.3 | Hot water distribution | 5.4.3.M.7 | Storage cylinders and calorifiers | Hot Water Calorifier - Indirect | Hotwaterdistribution | Storagecylindersandcalorifiers | HotWaterCalorifierIndirect | HotwaterdistributionStoragecylindersandcalorifiers
5.4 | WATER INSTALLATIONS (WI) | 5.4.3 | Hot water distribution | 5.4.3.M.7 | Storage cylinders and calorifiers | Hot Water Calorifier - Storage | Hotwaterdistribution | Storagecylindersandcalorifiers | HotWaterCalorifierStorage | HotwaterdistributionStoragecylindersandcalorifiers
5.4 | WATER INSTALLATIONS (WI) | 5.4.3 | Hot water distribution | 5.4.3.M.7 | Storage cylinders and calorifiers | Hot water cylinders – domestic type | Hotwaterdistribution | Storagecylindersandcalorifiers | Hotwatercylindersdomestictype | HotwaterdistributionStoragecylindersandcalorifiers
5.4 | WATER INSTALLATIONS (WI) | 5.4.3 | Hot water distribution | 5.4.3.M.7 | Storage cylinders and calorifiers | Non Storage Calorifier | Hotwaterdistribution | Storagecylindersandcalorifiers | NonStorageCalorifier | HotwaterdistributionStoragecylindersandcalorifiers
5.4 | WATER INSTALLATIONS (WI) | 5.4.3 | Hot water distribution | 5.4.3.M.7 | Storage cylinders and calorifiers | Unvented Storage Heater | Hotwaterdistribution | Storagecylindersandcalorifiers | UnventedStorageHeater | HotwaterdistributionStoragecylindersandcalorifiers
5.4 | WATER INSTALLATIONS (WI) | 5.4.3 | Hot water distribution | 5.4.3.M.8 | Trace heating | Trace Heating | Hotwaterdistribution | Traceheating | TraceHeating | HotwaterdistributionTraceheating
5.4 | WATER INSTALLATIONS (WI) | 5.4.3 | Hot water distribution | 5.4.3.M.3 | Water saving devices | Water saving devices | Hotwaterdistribution | Watersavingdevices | Watersavingdevices | HotwaterdistributionWatersavingdevices
5.4 | WATER INSTALLATIONS (WI) | 5.4.3 | Hot water distribution | 5.4.3.M.4 | Taps | Taps - Service valve | Hotwaterdistribution | Taps | TapsServicevalve | HotwaterdistributionTaps
5.4 | WATER INSTALLATIONS (WI) | 5.4.3 | Hot water distribution | 5.4.3.M.13 | Instrumentation and controls | Indicator and displays | Hotwaterdistribution | Instrumentationandcontrols | Indicatoranddisplays | HotwaterdistributionInstrumentationandcontrols
5.4 | WATER INSTALLATIONS (WI) | 5.4.3 | Hot water distribution | 5.4.3.M.14 | Thermal insulation | Thermal insulation | Hotwaterdistribution | Thermalinsulation | Thermalinsulation | HotwaterdistributionThermalinsulation
5.4 | WATER INSTALLATIONS (WI) | 5.4.4 | Local Hot Water | 5.4.4.M.1 | Instant water heaters | Refreshment point water dispensers | LocalHotWater | Instantwaterheaters | Refreshmentpointwaterdispensers | LocalHotWaterInstantwaterheaters
5.4 | WATER INSTALLATIONS (WI) | 5.4.4 | Local Hot Water | 5.4.4.M.1 | Instant water heaters | Water Heater - Gas Fired | LocalHotWater | Instantwaterheaters | WaterHeaterGasFired | LocalHotWaterInstantwaterheaters
5.4 | WATER INSTALLATIONS (WI) | 5.4.4 | Local Hot Water | 5.4.4.M.1 | Instantaneous under sink, multipoint and over sink units | Water Heater - Electric | LocalHotWater | Instantaneousundersinkmultipointandoversinkunits | WaterHeaterElectric | LocalHotWaterInstantaneousundersinkmultipointandoversinkunits
5.4 | WATER INSTALLATIONS (WI) | 5.4.5 | Steam and condensate distribution | 5.4.5.M.1 | Pipelines and fittings | Expansion Bellows - Flue Dilution | Steamandcondensatedistribution | Pipelinesandfittings | ExpansionBellowsFlueDilution | SteamandcondensatedistributionPipelinesandfittings
5.4 | WATER INSTALLATIONS (WI) | 5.4.5 | Steam and condensate distribution | 5.4.5.M.1 | Pipelines and fittings | Expansion Bellows - Rubber | Steamandcondensatedistribution | Pipelinesandfittings | ExpansionBellowsRubber | SteamandcondensatedistributionPipelinesandfittings
5.4 | WATER INSTALLATIONS (WI) | 5.4.5 | Steam and condensate distribution | 5.4.5.M.1 | Pipelines and fittings | Expansion Bellows - Steel | Steamandcondensatedistribution | Pipelinesandfittings | ExpansionBellowsSteel | SteamandcondensatedistributionPipelinesandfittings
5.4 | WATER INSTALLATIONS (WI) | 5.4.5 | Steam and condensate distribution | 5.4.5.M.1 | Pipelines and fittings | Steam Pipework | Steamandcondensatedistribution | Pipelinesandfittings | SteamPipework | SteamandcondensatedistributionPipelinesandfittings
5.4 | WATER INSTALLATIONS (WI) | 5.4.5 | Steam and condensate distribution | 5.4.5.M.2 | Valves | Pressure Release Valves | Steamandcondensatedistribution | Valves | PressureReleaseValves | SteamandcondensatedistributionValves
5.4 | WATER INSTALLATIONS (WI) | 5.4.5 | Steam and condensate distribution | 5.4.5.M.5 | Condensate pump sets | Condensate Pump | Steamandcondensatedistribution | Condensatepumpsets | CondensatePump | SteamandcondensatedistributionCondensatepumpsets
5.4 | WATER INSTALLATIONS (WI) | 5.4.5 | Steam and condensate distribution | 5.4.5.M.8 | Heat exchangers | Plate Heat Exchanger | Steamandcondensatedistribution | Heatexchangers | PlateHeatExchanger | SteamandcondensatedistributionHeatexchangers
5.4 | WATER INSTALLATIONS (WI) | 5.4.5 | Steam and condensate distribution | 5.4.5.M.9 | Steam Calorifier | Steam Calorifier - Copper | Steamandcondensatedistribution | SteamCalorifier | SteamCalorifierCopper | SteamandcondensatedistributionSteamCalorifier
5.4 | WATER INSTALLATIONS (WI) | 5.4.5 | Steam and condensate distribution | 5.4.5.M.9 | Steam Calorifier | Steam Calorifier - Mild Steel | Steamandcondensatedistribution | SteamCalorifier | SteamCalorifierMildSteel | SteamandcondensatedistributionSteamCalorifier
5.4 | WATER INSTALLATIONS (WI) | 5.4.5 | Steam and condensate distribution | 5.4.5.M.3 | Steam reduction stations | Steam reduction stations - Mild Steel | Steamandcondensatedistribution | Steamreductionstations | SteamreductionstationsMildSteel | SteamandcondensatedistributionSteamreductionstations
5.4 | WATER INSTALLATIONS (WI) | 5.4.5 | Steam and condensate distribution | 5.4.5.M.3 | Steam reduction stations | Steam reduction stations - Steel, galvanised | Steamandcondensatedistribution | Steamreductionstations | SteamreductionstationsSteelgalvanised | SteamandcondensatedistributionSteamreductionstations
5.4 | WATER INSTALLATIONS (WI) | 5.4.5 | Steam and condensate distribution | 5.4.5.M.4 | Condensate receivers | Condensate receivers and storage tanks | Steamandcondensatedistribution | Condensatereceivers | Condensatereceiversandstoragetanks | SteamandcondensatedistributionCondensatereceivers
5.4 | WATER INSTALLATIONS (WI) | 5.4.5 | Steam and condensate distribution | 5.4.5.M.6 | Steam connection outlets | Taps and outlet fittings | Steamandcondensatedistribution | Steamconnectionoutlets | Tapsandoutletfittings | SteamandcondensatedistributionSteamconnectionoutlets
5.4 | WATER INSTALLATIONS (WI) | 5.4.5 | Steam and condensate distribution | 5.4.5.M.7 | Taps | Taps - Service valve | Steamandcondensatedistribution | Taps | TapsServicevalve | SteamandcondensatedistributionTaps
5.4 | WATER INSTALLATIONS (WI) | 5.4.5 | Steam and condensate distribution | 5.4.5.M.10 | Instrumentation and controls | Indicator and displays | Steamandcondensatedistribution | Instrumentationandcontrols | Indicatoranddisplays | SteamandcondensatedistributionInstrumentationandcontrols
5.4 | WATER INSTALLATIONS (WI) | 5.4.5 | Steam and condensate distribution | 5.4.5.M.11 | Thermal insulation | Thermal insulation | Steamandcondensatedistribution | Thermalinsulation | Thermalinsulation | SteamandcondensatedistributionThermalinsulation
5.5 | HEAT SOURCE (HS) | 5.5.1 | Heat Source | 5.5.1.M.1 | Boiler – biomass | Biomass - Conveyor | HeatSource | Boilerbiomass | BiomassConveyor | HeatSourceBoilerbiomass
5.5 | HEAT SOURCE (HS) | 5.5.1 | Heat Source | 5.5.1.M.1 | Boiler – biomass | Biomass - Hopper | HeatSource | Boilerbiomass | BiomassHopper | HeatSourceBoilerbiomass
5.5 | HEAT SOURCE (HS) | 5.5.1 | Heat Source | 5.5.1.M.1 | Boiler – biomass | Boiler Unit - Bio Mass | HeatSource | Boilerbiomass | BoilerUnitBioMass | HeatSourceBoilerbiomass
5.5 | HEAT SOURCE (HS) | 5.5.1 | Heat Source | 5.5.1.M.2 | Boiler - gas/oil | Boiler Unit - Atmospheric gas boiler, free standing boiler | HeatSource | Boilergasoil | BoilerUnitAtmosphericgasboilerfreestandingboiler | HeatSourceBoilergasoil
5.5 | HEAT SOURCE (HS) | 5.5.1 | Heat Source | 5.5.1.M.2 | Boiler - gas/oil | Boiler Unit - Atmospheric gas burner -- condensing boiler | HeatSource | Boilergasoil | BoilerUnitAtmosphericgasburnercondensingboiler | HeatSourceBoilergasoil
5.5 | HEAT SOURCE (HS) | 5.5.1 | Heat Source | 5.5.1.M.2 | Boiler - gas/oil | Boiler Unit - Gas fired - shell, water tube or sectional MTHW | HeatSource | Boilergasoil | BoilerUnitGasfiredshellwatertubeorsectionalMTHW | HeatSourceBoilergasoil
5.5 | HEAT SOURCE (HS) | 5.5.1 | Heat Source | 5.5.1.M.2 | Boiler - gas/oil | Boiler Unit - Gas fired - shell, water tube or sectional LTHW | HeatSource | Boilergasoil | BoilerUnitGasfiredshellwatertubeorsectionalLTHW | HeatSourceBoilergasoil
5.5 | HEAT SOURCE (HS) | 5.5.1 | Heat Source | 5.5.1.M.2 | Boiler - gas/oil | Boiler Unit - Blown gas burner - condensing boiler | HeatSource | Boilergasoil | BoilerUnitBlowngasburnercondensingboiler | HeatSourceBoilergasoil
5.5 | HEAT SOURCE (HS) | 5.5.1 | Heat Source | 5.5.1.M.2 | Boiler - gas/oil | Boiler Unit - Blown gas burner - modular boiler | HeatSource | Boilergasoil | BoilerUnitBlowngasburnermodularboiler | HeatSourceBoilergasoil
5.5 | HEAT SOURCE (HS) | 5.5.1 | Heat Source | 5.5.1.M.2 | Boiler - gas/oil | Boiler Unit - Forced draught gas burner condensing boiler | HeatSource | Boilergasoil | BoilerUnitForceddraughtgasburnercondensingboiler | HeatSourceBoilergasoil
5.5 | HEAT SOURCE (HS) | 5.5.1 | Heat Source | 5.5.1.M.2 | Boiler - gas/oil | Boiler Unit - Forced draught oil condensing boiler | HeatSource | Boilergasoil | BoilerUnitForceddraughtoilcondensingboiler | HeatSourceBoilergasoil
5.5 | HEAT SOURCE (HS) | 5.5.1 | Heat Source | 5.5.1.M.2 | Boiler - gas/oil | Boiler Unit - Gas fired boiler – MTHW up to 120OC | HeatSource | Boilergasoil | BoilerUnitGasfiredboilerMTHWupto120OC | HeatSourceBoilergasoil
5.5 | HEAT SOURCE (HS) | 5.5.1 | Heat Source | 5.5.1.M.2 | Boiler - gas/oil | Boiler Unit - Gas fired boiler – LTHW up to 95OC | HeatSource | Boilergasoil | BoilerUnitGasfiredboilerLTHWupto95OC | HeatSourceBoilergasoil
5.5 | HEAT SOURCE (HS) | 5.5.1 | Heat Source | 5.5.1.M.2 | Boiler - gas/oil | Boiler Unit - Atmospheric gas burner – small and/or wall hung | HeatSource | Boilergasoil | BoilerUnitAtmosphericgasburnersmallandorwallhung | HeatSourceBoilergasoil
5.5 | HEAT SOURCE (HS) | 5.5.1 | Heat Source | 5.5.1.M.2 | Boiler - gas/oil | Boiler Unit - Combination atmospheric burner gas boiler | HeatSource | Boilergasoil | BoilerUnitCombinationatmosphericburnergasboiler | HeatSourceBoilergasoil
5.5 | HEAT SOURCE (HS) | 5.5.1 | Heat Source | 5.5.1.M.2 | Boiler - gas/oil | Boiler Unit - Atmospheric gas condensing combination boiler | HeatSource | Boilergasoil | BoilerUnitAtmosphericgascondensingcombinationboiler | HeatSourceBoilergasoil
5.5 | HEAT SOURCE (HS) | 5.5.1 | Heat Source | 5.5.1.M.2 | Boiler - gas/oil | Boiler Unit - Atmospheric gas burners | HeatSource | Boilergasoil | BoilerUnitAtmosphericgasburners | HeatSourceBoilergasoil
5.5 | HEAT SOURCE (HS) | 5.5.1 | Heat Source | 5.5.1.M.2 | Boiler - gas/oil | Boiler Unit - Blown gas burner | HeatSource | Boilergasoil | BoilerUnitBlowngasburner | HeatSourceBoilergasoil
5.5 | HEAT SOURCE (HS) | 5.5.1 | Heat Source | 5.5.1.M.2 | Boiler - gas/oil | Boiler Unit - Forced draught gas burner | HeatSource | Boilergasoil | BoilerUnitForceddraughtgasburner | HeatSourceBoilergasoil
5.5 | HEAT SOURCE (HS) | 5.5.1 | Heat Source | 5.5.1.M.2 | Boiler - gas/oil | Boiler Unit - Forced draught (pressure jet) oil burner | HeatSource | Boilergasoil | BoilerUnitForceddraughtpressurejetoilburner | HeatSourceBoilergasoil
5.5 | HEAT SOURCE (HS) | 5.5.1 | Heat Source | 5.5.1.M.2 | Boiler - gas/oil | Boiler Unit - Light oil vaporising pot burner | HeatSource | Boilergasoil | BoilerUnitLightoilvaporisingpotburner | HeatSourceBoilergasoil
5.5 | HEAT SOURCE (HS) | 5.5.1 | Heat Source | 5.5.1.M.2 | Boiler - gas/oil | Boiler Unit - Gas/ oil burners - dual fuel | HeatSource | Boilergasoil | BoilerUnitGasoilburnersdualfuel | HeatSourceBoilergasoil
5.5 | HEAT SOURCE (HS) | 5.5.1 | Heat Source | 5.5.1.M.3 | Boiler – coal fired | Coal fired coal distribution equipment - Bunkers and conveyors | HeatSource | Boilercoalfired | CoalfiredcoaldistributionequipmentBunkersandconveyors | HeatSourceBoilercoalfired
5.5 | HEAT SOURCE (HS) | 5.5.1 | Heat Source | 5.5.1.M.3 | Boiler – coal fired | Coal fired boilers - ash storage handling and feed | HeatSource | Boilercoalfired | Coalfiredboilersashstoragehandlingandfeed | HeatSourceBoilercoalfired
5.5 | HEAT SOURCE (HS) | 5.5.1 | Heat Source | 5.5.1.M.3 | Boiler – coal fired | Coal feed mechanisms - under feed stokers | HeatSource | Boilercoalfired | Coalfeedmechanismsunderfeedstokers | HeatSourceBoilercoalfired
5.5 | HEAT SOURCE (HS) | 5.5.1 | Heat Source | 5.5.1.M.3 | Boiler – coal fired | Coal feed mechanisms - chain gate stokers | HeatSource | Boilercoalfired | Coalfeedmechanismschaingatestokers | HeatSourceBoilercoalfired
5.5 | HEAT SOURCE (HS) | 5.5.1 | Heat Source | 5.5.1.M.3 | Boiler – coal fired | Ash handling system | HeatSource | Boilercoalfired | Ashhandlingsystem | HeatSourceBoilercoalfired
5.5 | HEAT SOURCE (HS) | 5.5.1 | Heat Source | 5.5.1.M.3 | Boiler – coal fired | Solid fuel burners | HeatSource | Boilercoalfired | Solidfuelburners | HeatSourceBoilercoalfired
5.5 | HEAT SOURCE (HS) | 5.5.1 | Heat Source | 5.5.1.M.3 | Boiler – coal fired | Coal fired boiler plant and ancillary items | HeatSource | Boilercoalfired | Coalfiredboilerplantandancillaryitems | HeatSourceBoilercoalfired
5.5 | HEAT SOURCE (HS) | 5.5.1 | Heat Source | 5.5.1.M.4 | Boiler – electric | Boiler Unit - Electrode mthw / lthw | HeatSource | Boilerelectric | BoilerUnitElectrodemthwlthw | HeatSourceBoilerelectric
5.5 | HEAT SOURCE (HS) | 5.5.1 | Heat Source | 5.5.1.M.4 | Boiler – electric | Boiler Unit - Electrode Steam / hthw | HeatSource | Boilerelectric | BoilerUnitElectrodeSteamhthw | HeatSourceBoilerelectric
5.5 | HEAT SOURCE (HS) | 5.5.1 | Heat Source | 5.5.1.M.5 | Packaged steam generators | Packaged Steam Generators | HeatSource | Packagedsteamgenerators | PackagedSteamGenerators | HeatSourcePackagedsteamgenerators
5.5 | HEAT SOURCE (HS) | 5.5.1 | Heat Source | 5.5.1.M.5 | Packaged steam generators | Packaged steam generator – electric | HeatSource | Packagedsteamgenerators | Packagedsteamgeneratorelectric | HeatSourcePackagedsteamgenerators
5.5 | HEAT SOURCE (HS) | 5.5.1 | Heat Source | 5.5.1.M.5 | Packaged steam generators | Boiler super heater | HeatSource | Packagedsteamgenerators | Boilersuperheater | HeatSourcePackagedsteamgenerators
5.5 | HEAT SOURCE (HS) | 5.5.1 | Heat Source | 5.5.1.M.5 | Packaged steam generators | Flash steam vessel | HeatSource | Packagedsteamgenerators | Flashsteamvessel | HeatSourcePackagedsteamgenerators
5.5 | HEAT SOURCE (HS) | 5.5.1 | Heat Source | 5.5.1.M.7 | Central (combined) heat and power (CHP) boiler plant | CHP Plant | HeatSource | CentralcombinedheatandpowerCHPboilerplant | CHPPlant | HeatSourceCentralcombinedheatandpowerCHPboilerplant
5.5 | HEAT SOURCE (HS) | 5.5.1 | Heat Source | 5.5.1.M.9 | Ground source heating | Ground Source Heat Pump | HeatSource | Groundsourceheating | GroundSourceHeatPump | HeatSourceGroundsourceheating
5.5 | HEAT SOURCE (HS) | 5.5.1 | Heat Source | 5.5.1.M.10 | Pumps, valves | Pressure Reducing Valves | HeatSource | Pumpsvalves | PressureReducingValves | HeatSourcePumpsvalves
5.5 | HEAT SOURCE (HS) | 5.5.1 | Heat Source | 5.5.1.M.10 | Pumps, valves | Pressure Release Valves | HeatSource | Pumpsvalves | PressureReleaseValves | HeatSourcePumpsvalves
5.5 | HEAT SOURCE (HS) | 5.5.1 | Heat Source | 5.5.1.M.12 | Solar thermal panels | Solar Panels - Hot Water | HeatSource | Solarthermalpanels | SolarPanelsHotWater | HeatSourceSolarthermalpanels
5.5 | HEAT SOURCE (HS) | 5.5.1 | Heat Source | 5.5.1.M.14 | Tanks | F&E Closed Storage Tank - Copper | HeatSource | Tanks | F&EClosedStorageTankCopper | HeatSourceTanks
5.5 | HEAT SOURCE (HS) | 5.5.1 | Heat Source | 5.5.1.M.14 | Tanks | F&E Closed Storage Tank - Fibreglass | HeatSource | Tanks | F&EClosedStorageTankFibreglass | HeatSourceTanks
5.5 | HEAT SOURCE (HS) | 5.5.1 | Heat Source | 5.5.1.M.14 | Tanks | F&E Closed Storage Tank - Polypropylene | HeatSource | Tanks | F&EClosedStorageTankPolypropylene | HeatSourceTanks
5.5 | HEAT SOURCE (HS) | 5.5.1 | Heat Source | 5.5.1.M.14 | Tanks | F&E Closed Storage Tank - Steel | HeatSource | Tanks | F&EClosedStorageTankSteel | HeatSourceTanks
5.5 | HEAT SOURCE (HS) | 5.5.1 | Heat Source | 5.5.1.M.16 | Instrumentation and controls | Control Panel - Heat Pump | HeatSource | Instrumentationandcontrols | ControlPanelHeatPump | HeatSourceInstrumentationandcontrols
5.5 | HEAT SOURCE (HS) | 5.5.1 | Heat Source | 5.5.1.M.16 | Instrumentation and controls | Control Panel - Heating System | HeatSource | Instrumentationandcontrols | ControlPanelHeatingSystem | HeatSourceInstrumentationandcontrols
5.5 | HEAT SOURCE (HS) | 5.5.1 | Heat Source | 5.5.1.M.16 | Instrumentation and controls | Fuel/Shut off (Thermal Link/Weight) | HeatSource | Instrumentationandcontrols | FuelShutoffThermalLinkWeight | HeatSourceInstrumentationandcontrols
5.5 | HEAT SOURCE (HS) | 5.5.1 | Heat Source | 5.5.1.M.16 | Instrumentation and controls | Gas Detection | HeatSource | Instrumentationandcontrols | GasDetection | HeatSourceInstrumentationandcontrols
5.5 | HEAT SOURCE (HS) | 5.5.1 | Heat Source | 5.5.1.M.16 | Instrumentation and controls | Time clock | HeatSource | Instrumentationandcontrols | Timeclock | HeatSourceInstrumentationandcontrols
5.5 | HEAT SOURCE (HS) | 5.5.1 | Heat Source | 5.5.1.M.16 | Instrumentation and controls | Emergency Shut Off button - Boiler | HeatSource | Instrumentationandcontrols | EmergencyShutOffbuttonBoiler | HeatSourceInstrumentationandcontrols
5.5 | HEAT SOURCE (HS) | 5.5.1 | Heat Source | 5.5.1.M.16 | Instrumentation and controls | Emergency Shut Off button - Radient Heater | HeatSource | Instrumentationandcontrols | EmergencyShutOffbuttonRadientHeater | HeatSourceInstrumentationandcontrols
5.5 | HEAT SOURCE (HS) | 5.5.1 | Heat Source | 5.5.1.M.17 | Burner | Force Draft Burner to Boiler | HeatSource | Burner | ForceDraftBurnertoBoiler | HeatSourceBurner
5.5 | HEAT SOURCE (HS) | 5.5.1 | Heat Source | 5.5.1.M.17 | Burner | Force Draft Burner to Radiant Heater | HeatSource | Burner | ForceDraftBurnertoRadiantHeater | HeatSourceBurner
5.5 | HEAT SOURCE (HS) | 5.5.1 | Heat Source | 5.5.1.M.19 | Flue system | Flue - Domestic Through Wall | HeatSource | Fluesystem | FlueDomesticThroughWall | HeatSourceFluesystem
5.5 | HEAT SOURCE (HS) | 5.5.1 | Heat Source | 5.5.1.M.19 | Flue system | Flue - Mild Steel | HeatSource | Fluesystem | FlueMildSteel | HeatSourceFluesystem
5.5 | HEAT SOURCE (HS) | 5.5.1 | Heat Source | 5.5.1.M.19 | Flue system | Flue - Stainless Steel | HeatSource | Fluesystem | FlueStainlessSteel | HeatSourceFluesystem
5.5 | HEAT SOURCE (HS) | 5.5.1 | Heat Source | 5.5.1.M.6 | Boiler - wood pellet | Boiler Unit - Wood Pellet | HeatSource | Boilerwoodpellet | BoilerUnitWoodPellet | HeatSourceBoilerwoodpellet
5.5 | HEAT SOURCE (HS) | 5.5.1 | Heat Source | 5.5.1.M.6 | Boiler - wood pellet | Fire and safety circuits | HeatSource | Boilerwoodpellet | Fireandsafetycircuits | HeatSourceBoilerwoodpellet
5.5 | HEAT SOURCE (HS) | 5.5.1 | Heat Source | 5.5.1.M.6 | Boiler - wood pellet | Combustion chamber | HeatSource | Boilerwoodpellet | Combustionchamber | HeatSourceBoilerwoodpellet
5.5 | HEAT SOURCE (HS) | 5.5.1 | Heat Source | 5.5.1.M.8 | Heat pumps | Heat pumps | HeatSource | Heatpumps | Heatpumps | HeatSourceHeatpumps
5.5 | HEAT SOURCE (HS) | 5.5.1 | Heat Source | 5.5.1.M.11 | Non-storage calorifiers | Step down/non-storage calorifiers | HeatSource | Nonstoragecalorifiers | Stepdownnonstoragecalorifiers | HeatSourceNonstoragecalorifiers
5.5 | HEAT SOURCE (HS) | 5.5.1 | Heat Source | 5.5.1.M.13 | Other heat sources | Other heat sources - Air source heating | HeatSource | Otherheatsources | OtherheatsourcesAirsourceheating | HeatSourceOtherheatsources
5.5 | HEAT SOURCE (HS) | 5.5.1 | Heat Source | 5.5.1.M.18 | Gantries | Gantries | HeatSource | Gantries | Gantries | HeatSourceGantries
5.6 | SPACE HEATING & AIR CONDITIONING (SHAC) | 5.6.1 | Central Heating | 5.6.1.M.2 | Pipelines and fittings | Bellows flexible - Rubber | CentralHeating | Pipelinesandfittings | BellowsflexibleRubber | CentralHeatingPipelinesandfittings
5.6 | SPACE HEATING & AIR CONDITIONING (SHAC) | 5.6.1 | Central Heating | 5.6.1.M.2 | Pipelines and fittings | Bellows flexible - Stee | CentralHeating | Pipelinesandfittings | BellowsflexibleStee | CentralHeatingPipelinesandfittings
5.6 | SPACE HEATING & AIR CONDITIONING (SHAC) | 5.6.1 | Central Heating | 5.6.1.M.2 | Pipelines and fittings | Expansion Bellows - Flue Dilution | CentralHeating | Pipelinesandfittings | ExpansionBellowsFlueDilution | CentralHeatingPipelinesandfittings
5.6 | SPACE HEATING & AIR CONDITIONING (SHAC) | 5.6.1 | Central Heating | 5.6.1.M.2 | Pipelines and fittings | Expansion Bellows - Rubber | CentralHeating | Pipelinesandfittings | ExpansionBellowsRubber | CentralHeatingPipelinesandfittings
5.6 | SPACE HEATING & AIR CONDITIONING (SHAC) | 5.6.1 | Central Heating | 5.6.1.M.2 | Pipelines and fittings | Expansion Bellows - Steel | CentralHeating | Pipelinesandfittings | ExpansionBellowsSteel | CentralHeatingPipelinesandfittings
5.6 | SPACE HEATING & AIR CONDITIONING (SHAC) | 5.6.1 | Central Heating | 5.6.1.M.2 | Pipelines and fittings | Pipework - Heating System (Plastic) | CentralHeating | Pipelinesandfittings | PipeworkHeatingSystemPlastic | CentralHeatingPipelinesandfittings
5.6 | SPACE HEATING & AIR CONDITIONING (SHAC) | 5.6.1 | Central Heating | 5.6.1.M.2 | Pipelines and fittings | Pipework - Heating System (steel galv) | CentralHeating | Pipelinesandfittings | PipeworkHeatingSystemsteelgalv | CentralHeatingPipelinesandfittings
5.6 | SPACE HEATING & AIR CONDITIONING (SHAC) | 5.6.1 | Central Heating | 5.6.1.M.2 | Pipelines and fittings | Pipework - Heating System (steel) | CentralHeating | Pipelinesandfittings | PipeworkHeatingSystemsteel | CentralHeatingPipelinesandfittings
5.6 | SPACE HEATING & AIR CONDITIONING (SHAC) | 5.6.1 | Central Heating | 5.6.1.M.2 | Pipelines and fittings | Pipework - Heating System (copper) | CentralHeating | Pipelinesandfittings | PipeworkHeatingSystemcopper | CentralHeatingPipelinesandfittings
5.6 | SPACE HEATING & AIR CONDITIONING (SHAC) | 5.6.1 | Central Heating | 5.6.1.M.3 | Heat emitters | Fan Convector - Electric | CentralHeating | Heatemitters | FanConvectorElectric | CentralHeatingHeatemitters
5.6 | SPACE HEATING & AIR CONDITIONING (SHAC) | 5.6.1 | Central Heating | 5.6.1.M.3 | Heat emitters | Fan Convector - Hot Water | CentralHeating | Heatemitters | FanConvectorHotWater | CentralHeatingHeatemitters
5.6 | SPACE HEATING & AIR CONDITIONING (SHAC) | 5.6.1 | Central Heating | 5.6.1.M.3 | Heat emitters | Natural convector | CentralHeating | Heatemitters | Naturalconvector | CentralHeatingHeatemitters
5.6 | SPACE HEATING & AIR CONDITIONING (SHAC) | 5.6.1 | Central Heating | 5.6.1.M.3 | Heat emitters | Natural convectors - electric | CentralHeating | Heatemitters | Naturalconvectorselectric | CentralHeatingHeatemitters
5.6 | SPACE HEATING & AIR CONDITIONING (SHAC) | 5.6.1 | Central Heating | 5.6.1.M.3 | Heat emitters | Natural convectors - water | CentralHeating | Heatemitters | Naturalconvectorswater | CentralHeatingHeatemitters
5.6 | SPACE HEATING & AIR CONDITIONING (SHAC) | 5.6.1 | Central Heating | 5.6.1.M.3 | Heat emitters | Radiator - Aluminium | CentralHeating | Heatemitters | RadiatorAluminium | CentralHeatingHeatemitters
5.6 | SPACE HEATING & AIR CONDITIONING (SHAC) | 5.6.1 | Central Heating | 5.6.1.M.3 | Heat emitters | Radiator - Cast Iron | CentralHeating | Heatemitters | RadiatorCastIron | CentralHeatingHeatemitters
5.6 | SPACE HEATING & AIR CONDITIONING (SHAC) | 5.6.1 | Central Heating | 5.6.1.M.3 | Heat emitters | Radiator - Steel | CentralHeating | Heatemitters | RadiatorSteel | CentralHeatingHeatemitters
5.6 | SPACE HEATING & AIR CONDITIONING (SHAC) | 5.6.1 | Central Heating | 5.6.1.M.3 | Heat emitters | Space Unit Heater - Steam / Hot Water | CentralHeating | Heatemitters | SpaceUnitHeaterSteamHotWater | CentralHeatingHeatemitters
5.6 | SPACE HEATING & AIR CONDITIONING (SHAC) | 5.6.1 | Central Heating | 5.6.1.M.3 | Heat emitters | Radiant strip heater systems - Steam and hot water | CentralHeating | Heatemitters | RadiantstripheatersystemsSteamandhotwater | CentralHeatingHeatemitters
5.6 | SPACE HEATING & AIR CONDITIONING (SHAC) | 5.6.1 | Central Heating | 5.6.1.M.3 | Heat emitters | Radiant strip heater systems - Electric | CentralHeating | Heatemitters | RadiantstripheatersystemsElectric | CentralHeatingHeatemitters
5.6 | SPACE HEATING & AIR CONDITIONING (SHAC) | 5.6.1 | Central Heating | 5.6.1.M.4 | Under-floor heating | Under Floor Heating - Steel pipes | CentralHeating | Underfloorheating | UnderFloorHeatingSteelpipes | CentralHeatingUnderfloorheating
5.6 | SPACE HEATING & AIR CONDITIONING (SHAC) | 5.6.1 | Central Heating | 5.6.1.M.4 | Under-floor heating | Under Floor Heating - Electric | CentralHeating | Underfloorheating | UnderFloorHeatingElectric | CentralHeatingUnderfloorheating
5.6 | SPACE HEATING & AIR CONDITIONING (SHAC) | 5.6.1 | Central Heating | 5.6.1.M.4 | Under-floor heating | Under Floor Heating - plastic pipes | CentralHeating | Underfloorheating | UnderFloorHeatingplasticpipes | CentralHeatingUnderfloorheating
5.6 | SPACE HEATING & AIR CONDITIONING (SHAC) | 5.6.1 | Central Heating | 5.6.1.M.5 | Heated ceiling panels | Heated Ceiling Panel | CentralHeating | Heatedceilingpanels | HeatedCeilingPanel | CentralHeatingHeatedceilingpanels
5.6 | SPACE HEATING & AIR CONDITIONING (SHAC) | 5.6.1 | Central Heating | 5.6.1.M.7 | Convection systems | Gas Space Unit Heater | CentralHeating | Convectionsystems | GasSpaceUnitHeater | CentralHeatingConvectionsystems
5.6 | SPACE HEATING & AIR CONDITIONING (SHAC) | 5.6.1 | Central Heating | 5.6.1.M.7 | Convection systems | Convection systems (CS) | CentralHeating | Convectionsystems | ConvectionsystemsCS | CentralHeatingConvectionsystems
5.6 | SPACE HEATING & AIR CONDITIONING (SHAC) | 5.6.1 | Central Heating | 5.6.1.M.11 | Heated towel rails | Heated towel rail | CentralHeating | Heatedtowelrails | Heatedtowelrail | CentralHeatingHeatedtowelrails
5.6 | SPACE HEATING & AIR CONDITIONING (SHAC) | 5.6.1 | Central Heating | 5.6.1.M.12 | Valves and fittings | Commissioning Valves | CentralHeating | Valvesandfittings | CommissioningValves | CentralHeatingValvesandfittings
5.6 | SPACE HEATING & AIR CONDITIONING (SHAC) | 5.6.1 | Central Heating | 5.6.1.M.12 | Valves and fittings | Dirt Separators | CentralHeating | Valvesandfittings | DirtSeparators | CentralHeatingValvesandfittings
5.6 | SPACE HEATING & AIR CONDITIONING (SHAC) | 5.6.1 | Central Heating | 5.6.1.M.12 | Valves and fittings | Valves - Check | CentralHeating | Valvesandfittings | ValvesCheck | CentralHeatingValvesandfittings
5.6 | SPACE HEATING & AIR CONDITIONING (SHAC) | 5.6.1 | Central Heating | 5.6.1.M.12 | Valves and fittings | Valves - gate | CentralHeating | Valvesandfittings | Valvesgate | CentralHeatingValvesandfittings
5.6 | SPACE HEATING & AIR CONDITIONING (SHAC) | 5.6.1 | Central Heating | 5.6.1.M.12 | Valves and fittings | Valves - Strainers | CentralHeating | Valvesandfittings | ValvesStrainers | CentralHeatingValvesandfittings
5.6 | SPACE HEATING & AIR CONDITIONING (SHAC) | 5.6.1 | Central Heating | 5.6.1.M.12 | Valves and fittings | Valves - Thermostatic Mixer | CentralHeating | Valvesandfittings | ValvesThermostaticMixer | CentralHeatingValvesandfittings
5.6 | SPACE HEATING & AIR CONDITIONING (SHAC) | 5.6.1 | Central Heating | 5.6.1.M.12 | Pumps | Pumps - Floor mounted | CentralHeating | Pumps | PumpsFloormounted | CentralHeatingPumps
5.6 | SPACE HEATING & AIR CONDITIONING (SHAC) | 5.6.1 | Central Heating | 5.6.1.M.12 | Pumps | Pumps - Floor mounted Twin Head | CentralHeating | Pumps | PumpsFloormountedTwinHead | CentralHeatingPumps
5.6 | SPACE HEATING & AIR CONDITIONING (SHAC) | 5.6.1 | Central Heating | 5.6.1.M.12 | Pumps | Pumps - Accelerator pipe mounted | CentralHeating | Pumps | PumpsAcceleratorpipemounted | CentralHeatingPumps
5.6 | SPACE HEATING & AIR CONDITIONING (SHAC) | 5.6.1 | Central Heating | 5.6.1.M.12 | Pumps | Pumps - Domestic | CentralHeating | Pumps | PumpsDomestic | CentralHeatingPumps
5.6 | SPACE HEATING & AIR CONDITIONING (SHAC) | 5.6.1 | Central Heating | 5.6.1.M.12 | Pumps | Pumps - HWS circulator | CentralHeating | Pumps | PumpsHWScirculator | CentralHeatingPumps
5.6 | SPACE HEATING & AIR CONDITIONING (SHAC) | 5.6.1 | Central Heating | 5.6.1.M.12 | Pressurisation expansion units | Pressurisation expansion units | CentralHeating | Pressurisationexpansionunits | Pressurisationexpansionunits | CentralHeatingPressurisationexpansionunits
5.6 | SPACE HEATING & AIR CONDITIONING (SHAC) | 5.6.1 | Central Heating | 5.6.1.M.13 | Ductwork | Ductwork - Flexible | CentralHeating | Ductwork | DuctworkFlexible | CentralHeatingDuctwork
5.6 | SPACE HEATING & AIR CONDITIONING (SHAC) | 5.6.1 | Central Heating | 5.6.1.M.13 | Ductwork | Ductwork - Galvanised | CentralHeating | Ductwork | DuctworkGalvanised | CentralHeatingDuctwork
5.6 | SPACE HEATING & AIR CONDITIONING (SHAC) | 5.6.1 | Central Heating | 5.6.1.M.13 | Ductwork | Ductwork - Plastic | CentralHeating | Ductwork | DuctworkPlastic | CentralHeatingDuctwork
5.6 | SPACE HEATING & AIR CONDITIONING (SHAC) | 5.6.1 | Central Heating | 5.6.1.M.14 | Grilles and diffusers | External louvres - Anodised Aluminium | CentralHeating | Grillesanddiffusers | ExternallouvresAnodisedAluminium | CentralHeatingGrillesanddiffusers
5.6 | SPACE HEATING & AIR CONDITIONING (SHAC) | 5.6.1 | Central Heating | 5.6.1.M.14 | Grilles and diffusers | External louvres - Steel Painted | CentralHeating | Grillesanddiffusers | ExternallouvresSteelPainted | CentralHeatingGrillesanddiffusers
5.6 | SPACE HEATING & AIR CONDITIONING (SHAC) | 5.6.1 | Central Heating | 5.6.1.M.14 | Grilles and diffusers | Grilles and diffusers - Aluminium | CentralHeating | Grillesanddiffusers | GrillesanddiffusersAluminium | CentralHeatingGrillesanddiffusers
5.6 | SPACE HEATING & AIR CONDITIONING (SHAC) | 5.6.1 | Central Heating | 5.6.1.M.14 | Grilles and diffusers | Grilles and diffusers - Painted Metal | CentralHeating | Grillesanddiffusers | GrillesanddiffusersPaintedMetal | CentralHeatingGrillesanddiffusers
5.6 | SPACE HEATING & AIR CONDITIONING (SHAC) | 5.6.1 | Central Heating | 5.6.1.M.14 | Grilles and diffusers | Slot Diffusers | CentralHeating | Grillesanddiffusers | SlotDiffusers | CentralHeatingGrillesanddiffusers
5.6 | SPACE HEATING & AIR CONDITIONING (SHAC) | 5.6.1 | Central Heating | 5.6.1.M.16 | Thermal wheel | Thermal Wheel | CentralHeating | Thermalwheel | ThermalWheel | CentralHeatingThermalwheel
5.6 | SPACE HEATING & AIR CONDITIONING (SHAC) | 5.6.1 | Central Heating | 5.6.1.M.6 | Warm air heating | Warm air heating | CentralHeating | Warmairheating | Warmairheating | CentralHeatingWarmairheating
5.6 | SPACE HEATING & AIR CONDITIONING (SHAC) | 5.6.1 | Central Heating | 5.6.1.M.8 | Cable heating systems | Cable heating systems | CentralHeating | Cableheatingsystems | Cableheatingsystems | CentralHeatingCableheatingsystems
5.6 | SPACE HEATING & AIR CONDITIONING (SHAC) | 5.6.1 | Central Heating | 5.6.1.M.9 | Plenum air heating system | Plenum air heating system | CentralHeating | Plenumairheatingsystem | Plenumairheatingsystem | CentralHeatingPlenumairheatingsystem
5.6 | SPACE HEATING & AIR CONDITIONING (SHAC) | 5.6.1 | Central Heating | 5.6.1.M.10 | Off-peak heating system | Off-peak heating system | CentralHeating | Offpeakheatingsystem | Offpeakheatingsystem | CentralHeatingOffpeakheatingsystem
5.6 | SPACE HEATING & AIR CONDITIONING (SHAC) | 5.6.1 | Central Heating | 5.6.1.M.15 | Plate recuperator | Heat Exchanger - Air to Air | CentralHeating | Platerecuperator | HeatExchangerAirtoAir | CentralHeatingPlaterecuperator
5.6 | SPACE HEATING & AIR CONDITIONING (SHAC) | 5.6.1 | Central Heating | 5.6.1.M.15 | Plate recuperator | Plate recuperator | CentralHeating | Platerecuperator | Platerecuperator | CentralHeatingPlaterecuperator
5.6 | SPACE HEATING & AIR CONDITIONING (SHAC) | 5.6.1 | Central Heating | 5.6.1.M.17 | Duct heater battery - electric | Duct heater battery - electric | CentralHeating | Ductheaterbatteryelectric | Ductheaterbatteryelectric | CentralHeatingDuctheaterbatteryelectric
5.6 | SPACE HEATING & AIR CONDITIONING (SHAC) | 5.6.1 | Central Heating | 5.6.1.M.19 | Instrumentation and controls | Instrumentation and control components | CentralHeating | Instrumentationandcontrols | Instrumentationandcontrolcomponents | CentralHeatingInstrumentationandcontrols
5.6 | SPACE HEATING & AIR CONDITIONING (SHAC) | 5.6.1 | Central Heating | 5.6.1.M.20 | Thermal insulation | Thermal insulation | CentralHeating | Thermalinsulation | Thermalinsulation | CentralHeatingThermalinsulation
5.6 | SPACE HEATING & AIR CONDITIONING (SHAC) | 5.6.2 | Local Heating | 5.6.2.M.1 | Room heaters or fires | Down Flow Heater | LocalHeating | Roomheatersorfires | DownFlowHeater | LocalHeatingRoomheatersorfires
5.6 | SPACE HEATING & AIR CONDITIONING (SHAC) | 5.6.2 | Local Heating | 5.6.2.M.1 | Room heaters or fires | Gas Radiant Heater | LocalHeating | Roomheatersorfires | GasRadiantHeater | LocalHeatingRoomheatersorfires
5.6 | SPACE HEATING & AIR CONDITIONING (SHAC) | 5.6.2 | Local Heating | 5.6.2.M.1 | Room heaters or fires | Space Unit Heater - Electrical Storage | LocalHeating | Roomheatersorfires | SpaceUnitHeaterElectricalStorage | LocalHeatingRoomheatersorfires
5.6 | SPACE HEATING & AIR CONDITIONING (SHAC) | 5.6.2 | Local Heating | 5.6.2.M.1 | Room heaters or fires | Space Unit Heater - Gas / Electric | LocalHeating | Roomheatersorfires | SpaceUnitHeaterGasElectric | LocalHeatingRoomheatersorfires
5.6 | SPACE HEATING & AIR CONDITIONING (SHAC) | 5.6.2 | Local Heating | 5.6.2.M.1 | Room heaters or fires | Space Unit Heater - Oil | LocalHeating | Roomheatersorfires | SpaceUnitHeaterOil | LocalHeatingRoomheatersorfires
5.6 | SPACE HEATING & AIR CONDITIONING (SHAC) | 5.6.2 | Local Heating | 5.6.2.M.1 | Room heaters or fires | Space Unit Heater- Electrical Cont Flow | LocalHeating | Roomheatersorfires | SpaceUnitHeaterElectricalContFlow | LocalHeatingRoomheatersorfires
5.6 | SPACE HEATING & AIR CONDITIONING (SHAC) | 5.6.2 | Local Heating | 5.6.2.M.1 | Room heaters or fires | Tubular Heaters | LocalHeating | Roomheatersorfires | TubularHeaters | LocalHeatingRoomheatersorfires
5.6 | SPACE HEATING & AIR CONDITIONING (SHAC) | 5.6.2 | Local Heating | 5.6.2.M.1 | Room heaters or fires | Gas Fire | LocalHeating | Roomheatersorfires | GasFire | LocalHeatingRoomheatersorfires
5.6 | SPACE HEATING & AIR CONDITIONING (SHAC) | 5.6.2 | Local Heating | 5.6.2.M.2 | Chimneys and flues | Flue - Domestic Through Wall | LocalHeating | Chimneysandflues | FlueDomesticThroughWall | LocalHeatingChimneysandflues
5.6 | SPACE HEATING & AIR CONDITIONING (SHAC) | 5.6.2 | Local Heating | 5.6.2.M.2 | Chimneys and flues | Flue - Mild Steel | LocalHeating | Chimneysandflues | FlueMildSteel | LocalHeatingChimneysandflues
5.6 | SPACE HEATING & AIR CONDITIONING (SHAC) | 5.6.2 | Local Heating | 5.6.2.M.2 | Chimneys and flues | Flue - Stainless Steel | LocalHeating | Chimneysandflues | FlueStainlessSteel | LocalHeatingChimneysandflues
5.6 | SPACE HEATING & AIR CONDITIONING (SHAC) | 5.6.2 | Local Heating | 5.6.2.M.3 | Instrumentation and controls | Controller - Underfloor Heating | LocalHeating | Instrumentationandcontrols | ControllerUnderfloorHeating | LocalHeatingInstrumentationandcontrols
5.6 | SPACE HEATING & AIR CONDITIONING (SHAC) | 5.6.3 | Central Cooling | 5.6.3.M.1 | Chilled beams | Chilled Beams | CentralCooling | Chilledbeams | ChilledBeams | CentralCoolingChilledbeams
5.6 | SPACE HEATING & AIR CONDITIONING (SHAC) | 5.6.3 | Central Cooling | 5.6.3.M.1 | Chilled beams | Chilled Beams Ceiling Panel | CentralCooling | Chilledbeams | ChilledBeamsCeilingPanel | CentralCoolingChilledbeams
5.6 | SPACE HEATING & AIR CONDITIONING (SHAC) | 5.6.3 | Central Cooling | 5.6.3.M.10 | Valves | Valves - Check | CentralCooling | Valves | ValvesCheck | CentralCoolingValves
5.6 | SPACE HEATING & AIR CONDITIONING (SHAC) | 5.6.3 | Central Cooling | 5.6.3.M.10 | Valves | Valves - gate | CentralCooling | Valves | Valvesgate | CentralCoolingValves
5.6 | SPACE HEATING & AIR CONDITIONING (SHAC) | 5.6.3 | Central Cooling | 5.6.3.M.10 | Valves | Valves - Strainers | CentralCooling | Valves | ValvesStrainers | CentralCoolingValves
5.6 | SPACE HEATING & AIR CONDITIONING (SHAC) | 5.6.1 | Central Cooling | 5.6.3.M.10 | Valves | Dirt Separators | CentralCooling | Valves | DirtSeparators | CentralCoolingValves
5.6 | SPACE HEATING & AIR CONDITIONING (SHAC) | 5.6.3 | Central Cooling | 5.6.3.M.10 | Valves | Valves - Thermostatic Mixer | CentralCooling | Valves | ValvesThermostaticMixer | CentralCoolingValves
5.6 | SPACE HEATING & AIR CONDITIONING (SHAC) | 5.6.3 | Central Cooling | 5.6.3.M.11 | Pumps | Pumps - Floor mounted | CentralCooling | Pumps | PumpsFloormounted | CentralCoolingPumps
5.6 | SPACE HEATING & AIR CONDITIONING (SHAC) | 5.6.3 | Central Cooling | 5.6.3.M.11 | Pumps | Pumps - Floor mounted Twin Head | CentralCooling | Pumps | PumpsFloormountedTwinHead | CentralCoolingPumps
5.6 | SPACE HEATING & AIR CONDITIONING (SHAC) | 5.6.3 | Central Cooling | 5.6.3.M.11 | Pumps | Pumps - Accelerator pipe mounted | CentralCooling | Pumps | PumpsAcceleratorpipemounted | CentralCoolingPumps
5.6 | SPACE HEATING & AIR CONDITIONING (SHAC) | 5.6.3 | Central Cooling | 5.6.3.M.11 | Pumps | Pumps - Domestic | CentralCooling | Pumps | PumpsDomestic | CentralCoolingPumps
5.6 | SPACE HEATING & AIR CONDITIONING (SHAC) | 5.6.3 | Central Cooling | 5.6.3.M.11 | Pumps | Pumps - HWS circulator | CentralCooling | Pumps | PumpsHWScirculator | CentralCoolingPumps
5.6 | SPACE HEATING & AIR CONDITIONING (SHAC) | 5.6.3 | Central Cooling | 5.6.3.M.11 | Pumps | Heat pump - Air to water (Rev. cycle chillers) | CentralCooling | Pumps | HeatpumpAirtowaterRevcyclechillers | CentralCoolingPumps
5.6 | SPACE HEATING & AIR CONDITIONING (SHAC) | 5.6.3 | Central Cooling | 5.6.3.M.11 | Pumps | Heat pump - Water to water (Rev cycle chillers) | CentralCooling | Pumps | HeatpumpWatertowaterRevcyclechillers | CentralCoolingPumps
5.6 | SPACE HEATING & AIR CONDITIONING (SHAC) | 5.6.3 | Central Cooling | 5.6.3.M.11 | Pumps | Pump - Brine to water (Rev. cycle chillers) | CentralCooling | Pumps | PumpBrinetowaterRevcyclechillers | CentralCoolingPumps
5.6 | SPACE HEATING & AIR CONDITIONING (SHAC) | 5.6.3 | Central Cooling | 5.6.3.M.12 | Distribution ductwork and fittings | Ductwork - Flexible | CentralCooling | Distributionductworkandfittings | DuctworkFlexible | CentralCoolingDistributionductworkandfittings
5.6 | SPACE HEATING & AIR CONDITIONING (SHAC) | 5.6.3 | Central Cooling | 5.6.3.M.12 | Distribution ductwork and fittings | Ductwork - Galvanised | CentralCooling | Distributionductworkandfittings | DuctworkGalvanised | CentralCoolingDistributionductworkandfittings
5.6 | SPACE HEATING & AIR CONDITIONING (SHAC) | 5.6.3 | Central Cooling | 5.6.3.M.12 | Distribution ductwork and fittings | Ductwork - Plastic | CentralCooling | Distributionductworkandfittings | DuctworkPlastic | CentralCoolingDistributionductworkandfittings
5.6 | SPACE HEATING & AIR CONDITIONING (SHAC) | 5.6.3 | Central Cooling | 5.6.3.M.13 | Grilles, and diffusers | External louvres - Aluminium | CentralCooling | Grillesanddiffusers | ExternallouvresAluminium | CentralCoolingGrillesanddiffusers
5.6 | SPACE HEATING & AIR CONDITIONING (SHAC) | 5.6.3 | Central Cooling | 5.6.3.M.13 | Grilles, and diffusers | External louvres - Steel Painted | CentralCooling | Grillesanddiffusers | ExternallouvresSteelPainted | CentralCoolingGrillesanddiffusers
5.6 | SPACE HEATING & AIR CONDITIONING (SHAC) | 5.6.3 | Central Cooling | 5.6.3.M.13 | Grilles, and diffusers | Grilles and diffusers - Aluminium | CentralCooling | Grillesanddiffusers | GrillesanddiffusersAluminium | CentralCoolingGrillesanddiffusers
5.6 | SPACE HEATING & AIR CONDITIONING (SHAC) | 5.6.3 | Central Cooling | 5.6.3.M.13 | Grilles, and diffusers | Grilles and diffusers - Painted Metal | CentralCooling | Grillesanddiffusers | GrillesanddiffusersPaintedMetal | CentralCoolingGrillesanddiffusers
5.6 | SPACE HEATING & AIR CONDITIONING (SHAC) | 5.6.3 | Central Cooling | 5.6.3.M.13 | Grilles, and diffusers | Slot Diffusers | CentralCooling | Grillesanddiffusers | SlotDiffusers | CentralCoolingGrillesanddiffusers
5.6 | SPACE HEATING & AIR CONDITIONING (SHAC) | 5.6.3 | Central Cooling | 5.6.3.M.14 | Air handling units | Air Handling Unit - DX - external | CentralCooling | Airhandlingunits | AirHandlingUnitDXexternal | CentralCoolingAirhandlingunits
5.6 | SPACE HEATING & AIR CONDITIONING (SHAC) | 5.6.3 | Central Cooling | 5.6.3.M.14 | Air handling units | Air Handling Unit - DX - internal | CentralCooling | Airhandlingunits | AirHandlingUnitDXinternal | CentralCoolingAirhandlingunits
5.6 | SPACE HEATING & AIR CONDITIONING (SHAC) | 5.6.3 | Central Cooling | 5.6.3.M.14 | Air handling units | Air Handling Unit - externally located | CentralCooling | Airhandlingunits | AirHandlingUnitexternallylocated | CentralCoolingAirhandlingunits
5.6 | SPACE HEATING & AIR CONDITIONING (SHAC) | 5.6.3 | Central Cooling | 5.6.3.M.14 | Air handling units | Air Handling Unit - internally located | CentralCooling | Airhandlingunits | AirHandlingUnitinternallylocated | CentralCoolingAirhandlingunits
5.6 | SPACE HEATING & AIR CONDITIONING (SHAC) | 5.6.3 | Central Cooling | 5.6.3.M.14 | Air handling units | Belt drives | CentralCooling | Airhandlingunits | Beltdrives | CentralCoolingAirhandlingunits
5.6 | SPACE HEATING & AIR CONDITIONING (SHAC) | 5.6.3 | Central Cooling | 5.6.3.M.16 | Instrumentation and controls | Control Panel - Cooling Plant | CentralCooling | Instrumentationandcontrols | ControlPanelCoolingPlant | CentralCoolingInstrumentationandcontrols
5.6 | SPACE HEATING & AIR CONDITIONING (SHAC) | 5.6.3 | Central Cooling | 5.6.3.M.18 | Sundry items | Expansion Bellows - Flue Dilution | CentralCooling | Sundryitems | ExpansionBellowsFlueDilution | CentralCoolingSundryitems
5.6 | SPACE HEATING & AIR CONDITIONING (SHAC) | 5.6.3 | Central Cooling | 5.6.3.M.2 | Fan coil units | Fan Coil Units | CentralCooling | Fancoilunits | FanCoilUnits | CentralCoolingFancoilunits
5.6 | SPACE HEATING & AIR CONDITIONING (SHAC) | 5.6.3 | Central Cooling | 5.6.3.M.3 | VAV cooling system | Expansion Bellows - Flue Dilution | CentralCooling | VAVcoolingsystem | ExpansionBellowsFlueDilution | CentralCoolingVAVcoolingsystem
5.6 | SPACE HEATING & AIR CONDITIONING (SHAC) | 5.6.3 | Central Cooling | 5.6.3.M.3 | VAV cooling system | VAV terminal units (box type) - With Silencer | CentralCooling | VAVcoolingsystem | VAVterminalunitsboxtypeWithSilencer | CentralCoolingVAVcoolingsystem
5.6 | SPACE HEATING & AIR CONDITIONING (SHAC) | 5.6.3 | Central Cooling | 5.6.3.M.3 | VAV cooling system | VAV terminal units (box type) - With Silencer and Heat Coil | CentralCooling | VAVcoolingsystem | VAVterminalunitsboxtypeWithSilencerandHeatCoil | CentralCoolingVAVcoolingsystem
5.6 | SPACE HEATING & AIR CONDITIONING (SHAC) | 5.6.3 | Central Cooling | 5.6.3.M.3 | VAV cooling system | VAV terminal units (box type) - Fan Assisted with Silencer | CentralCooling | VAVcoolingsystem | VAVterminalunitsboxtypeFanAssistedwithSilencer | CentralCoolingVAVcoolingsystem
5.6 | SPACE HEATING & AIR CONDITIONING (SHAC) | 5.6.3 | Central Cooling | 5.6.3.M.3 | VAV cooling system | Refrigeration evaporators | CentralCooling | VAVcoolingsystem | Refrigerationevaporators | CentralCoolingVAVcoolingsystem
5.6 | SPACE HEATING & AIR CONDITIONING (SHAC) | 5.6.3 | Central Cooling | 5.6.3.M.3 | VAV cooling system | DX split systems – with gas, electric or hot water heaters | CentralCooling | VAVcoolingsystem | DXsplitsystemswithgaselectricorhotwaterheaters | CentralCoolingVAVcoolingsystem
5.6 | SPACE HEATING & AIR CONDITIONING (SHAC) | 5.6.3 | Central Cooling | 5.6.3.M.3 | VAV cooling system | Split systems /heat pumps - air cooled with DX type | CentralCooling | VAVcoolingsystem | SplitsystemsheatpumpsaircooledwithDXtype | CentralCoolingVAVcoolingsystem
5.6 | SPACE HEATING & AIR CONDITIONING (SHAC) | 5.6.3 | Central Cooling | 5.6.3.M.3 | VAV cooling system | Evaporators – shell and tube | CentralCooling | VAVcoolingsystem | Evaporatorsshellandtube | CentralCoolingVAVcoolingsystem
5.6 | SPACE HEATING & AIR CONDITIONING (SHAC) | 5.6.3 | Central Cooling | 5.6.3.M.4 | VRV systems | Variable refrigerant volume (VRV) systems | CentralCooling | VRVsystems | VariablerefrigerantvolumeVRVsystems | CentralCoolingVRVsystems
5.6 | SPACE HEATING & AIR CONDITIONING (SHAC) | 5.6.3 | Central Cooling | 5.6.3.M.5 | Chillers | Chillers - Air Cooled | CentralCooling | Chillers | ChillersAirCooled | CentralCoolingChillers
5.6 | SPACE HEATING & AIR CONDITIONING (SHAC) | 5.6.3 | Central Cooling | 5.6.3.M.5 | Chillers | Chillers - Water Cooled | CentralCooling | Chillers | ChillersWaterCooled | CentralCoolingChillers
5.6 | SPACE HEATING & AIR CONDITIONING (SHAC) | 5.6.3 | Central Cooling | 5.6.3.M.5 | Chillers | Close Control AC Condenser | CentralCooling | Chillers | CloseControlACCondenser | CentralCoolingChillers
5.6 | SPACE HEATING & AIR CONDITIONING (SHAC) | 5.6.3 | Central Cooling | 5.6.3.M.5 | Chillers | Condensor Unit Evaporative | CentralCooling | Chillers | CondensorUnitEvaporative | CentralCoolingChillers
5.6 | SPACE HEATING & AIR CONDITIONING (SHAC) | 5.6.3 | Central Cooling | 5.6.3.M.5 | Chillers | Dry Cooler - Epoxy | CentralCooling | Chillers | DryCoolerEpoxy | CentralCoolingChillers
5.6 | SPACE HEATING & AIR CONDITIONING (SHAC) | 5.6.3 | Central Cooling | 5.6.3.M.5 | Chillers | Dry Cooler - Galvanised | CentralCooling | Chillers | DryCoolerGalvanised | CentralCoolingChillers
5.6 | SPACE HEATING & AIR CONDITIONING (SHAC) | 5.6.3 | Central Cooling | 5.6.3.M.5 | Chillers | Dry Cooler - Plastic Coated | CentralCooling | Chillers | DryCoolerPlasticCoated | CentralCoolingChillers
5.6 | SPACE HEATING & AIR CONDITIONING (SHAC) | 5.6.3 | Central Cooling | 5.6.3.M.5 | Chillers | Packaged Chiller units - Air Cooled | CentralCooling | Chillers | PackagedChillerunitsAirCooled | CentralCoolingChillers
5.6 | SPACE HEATING & AIR CONDITIONING (SHAC) | 5.6.3 | Central Cooling | 5.6.3.M.5 | Chillers | Packaged Chiller units - Water Cooled | CentralCooling | Chillers | PackagedChillerunitsWaterCooled | CentralCoolingChillers
5.6 | SPACE HEATING & AIR CONDITIONING (SHAC) | 5.6.3 | Central Cooling | 5.6.3.M.5 | Chillers | Packaged Chiller units - Absorption type | CentralCooling | Chillers | PackagedChillerunitsAbsorptiontype | CentralCoolingChillers
5.6 | SPACE HEATING & AIR CONDITIONING (SHAC) | 5.6.3 | Central Cooling | 5.6.3.M.5 | Chillers | Gas fired absorption chillers | CentralCooling | Chillers | Gasfiredabsorptionchillers | CentralCoolingChillers
5.6 | SPACE HEATING & AIR CONDITIONING (SHAC) | 5.6.3 | Central Cooling | 5.6.3.M.5 | Chillers | Condensers - water cooled | CentralCooling | Chillers | Condenserswatercooled | CentralCoolingChillers
5.6 | SPACE HEATING & AIR CONDITIONING (SHAC) | 5.6.3 | Central Cooling | 5.6.3.M.5 | Chillers | Condensers - air cooled | CentralCooling | Chillers | Condensersaircooled | CentralCoolingChillers
5.6 | SPACE HEATING & AIR CONDITIONING (SHAC) | 5.6.3 | Central Cooling | 5.6.3.M.7 | Cooling towers | Cooling Tower - Epoxy Treated | CentralCooling | Coolingtowers | CoolingTowerEpoxyTreated | CentralCoolingCoolingtowers
5.6 | SPACE HEATING & AIR CONDITIONING (SHAC) | 5.6.3 | Central Cooling | 5.6.3.M.7 | Cooling towers | Cooling Tower - Galvanised Metal | CentralCooling | Coolingtowers | CoolingTowerGalvanisedMetal | CentralCoolingCoolingtowers
5.6 | SPACE HEATING & AIR CONDITIONING (SHAC) | 5.6.3 | Central Cooling | 5.6.3.M.7 | Cooling towers | Cooling Tower - Non Stainless Steel | CentralCooling | Coolingtowers | CoolingTowerNonStainlessSteel | CentralCoolingCoolingtowers
5.6 | SPACE HEATING & AIR CONDITIONING (SHAC) | 5.6.3 | Central Cooling | 5.6.3.M.7 | Cooling towers | Cooling Tower - Plastic Coated Metal | CentralCooling | Coolingtowers | CoolingTowerPlasticCoatedMetal | CentralCoolingCoolingtowers
5.6 | SPACE HEATING & AIR CONDITIONING (SHAC) | 5.6.3 | Central Cooling | 5.6.3.M.7 | Cooling towers | Cooling Tower - Plastic construction | CentralCooling | Coolingtowers | CoolingTowerPlasticconstruction | CentralCoolingCoolingtowers
5.6 | SPACE HEATING & AIR CONDITIONING (SHAC) | 5.6.3 | Central Cooling | 5.6.3.M.7 | Cooling towers | Cooling Tower - Stainless steel | CentralCooling | Coolingtowers | CoolingTowerStainlesssteel | CentralCoolingCoolingtowers
5.6 | SPACE HEATING & AIR CONDITIONING (SHAC) | 5.6.3 | Central Cooling | 5.6.3.M.7 | Cooling towers | Free cooling adiabatic cooler system | CentralCooling | Coolingtowers | Freecoolingadiabaticcoolersystem | CentralCoolingCoolingtowers
5.6 | SPACE HEATING & AIR CONDITIONING (SHAC) | 5.6.3 | Central Cooling | 5.6.3.M.8 | Pipelines and fittings | Expansion Bellows - Rubber | CentralCooling | Pipelinesandfittings | ExpansionBellowsRubber | CentralCoolingPipelinesandfittings
5.6 | SPACE HEATING & AIR CONDITIONING (SHAC) | 5.6.3 | Central Cooling | 5.6.3.M.8 | Pipelines and fittings | Expansion Bellows - Steel | CentralCooling | Pipelinesandfittings | ExpansionBellowsSteel | CentralCoolingPipelinesandfittings
5.6 | SPACE HEATING & AIR CONDITIONING (SHAC) | 5.6.3 | Central Cooling | 5.6.3.M.8 | Pipelines and fittings | Pipework - Aircon/Chilled beam (Steel Gal) | CentralCooling | Pipelinesandfittings | PipeworkAirconChilledbeamSteelGal | CentralCoolingPipelinesandfittings
5.6 | SPACE HEATING & AIR CONDITIONING (SHAC) | 5.6.3 | Central Cooling | 5.6.3.M.8 | Pipelines and fittings | Pipework - Aircon/Chilled beam (Copper) | CentralCooling | Pipelinesandfittings | PipeworkAirconChilledbeamCopper | CentralCoolingPipelinesandfittings
5.6 | SPACE HEATING & AIR CONDITIONING (SHAC) | 5.6.3 | Central Cooling | 5.6.3.M.8 | Pipelines and fittings | Pipework - Aircon/Chilled beam (Plastic) | CentralCooling | Pipelinesandfittings | PipeworkAirconChilledbeamPlastic | CentralCoolingPipelinesandfittings
5.6 | SPACE HEATING & AIR CONDITIONING (SHAC) | 5.6.3 | Central Cooling | 5.6.3.M.8 | Pipelines and fittings | Pipework - Aircon/Chilled beam (Steel) | CentralCooling | Pipelinesandfittings | PipeworkAirconChilledbeamSteel | CentralCoolingPipelinesandfittings
5.6 | SPACE HEATING & AIR CONDITIONING (SHAC) | 5.6.3 | Central Cooling | 5.6.3.M.8 | Pipelines and fittings | Pipework - Aircon/Fan coil (Copper) | CentralCooling | Pipelinesandfittings | PipeworkAirconFancoilCopper | CentralCoolingPipelinesandfittings
5.6 | SPACE HEATING & AIR CONDITIONING (SHAC) | 5.6.3 | Central Cooling | 5.6.3.M.8 | Pipelines and fittings | Pipework - Aircon/Fan coil (Plastic) | CentralCooling | Pipelinesandfittings | PipeworkAirconFancoilPlastic | CentralCoolingPipelinesandfittings
5.6 | SPACE HEATING & AIR CONDITIONING (SHAC) | 5.6.3 | Central Cooling | 5.6.3.M.8 | Pipelines and fittings | Pipework - Aircon/Fan coil (Steel Gal) | CentralCooling | Pipelinesandfittings | PipeworkAirconFancoilSteelGal | CentralCoolingPipelinesandfittings
5.6 | SPACE HEATING & AIR CONDITIONING (SHAC) | 5.6.3 | Central Cooling | 5.6.3.M.8 | Pipelines and fittings | Pipework - Aircon/Fan coil (Steel) | CentralCooling | Pipelinesandfittings | PipeworkAirconFancoilSteel | CentralCoolingPipelinesandfittings
5.6 | SPACE HEATING & AIR CONDITIONING (SHAC) | 5.6.3 | Central Cooling | 5.6.3.M.8 | Pipelines and fittings | Pipework - Refrigeration Plant (Steel Gal) | CentralCooling | Pipelinesandfittings | PipeworkRefrigerationPlantSteelGal | CentralCoolingPipelinesandfittings
5.6 | SPACE HEATING & AIR CONDITIONING (SHAC) | 5.6.3 | Central Cooling | 5.6.3.M.8 | Pipelines and fittings | Pipework - Refrigeration Plant (Copper) | CentralCooling | Pipelinesandfittings | PipeworkRefrigerationPlantCopper | CentralCoolingPipelinesandfittings
5.6 | SPACE HEATING & AIR CONDITIONING (SHAC) | 5.6.3 | Central Cooling | 5.6.3.M.8 | Pipelines and fittings | Pipework - Refrigeration Plant (Plastic) | CentralCooling | Pipelinesandfittings | PipeworkRefrigerationPlantPlastic | CentralCoolingPipelinesandfittings
5.6 | SPACE HEATING & AIR CONDITIONING (SHAC) | 5.6.3 | Central Cooling | 5.6.3.M.8 | Pipelines and fittings | Pipework - Refrigeration Plant (Steel) | CentralCooling | Pipelinesandfittings | PipeworkRefrigerationPlantSteel | CentralCoolingPipelinesandfittings
5.6 | SPACE HEATING & AIR CONDITIONING (SHAC) | 5.6.3 | Central Cooling | 5.6.3.M.8 | Pipelines and fittings | Plant Room Pipework | CentralCooling | Pipelinesandfittings | PlantRoomPipework | CentralCoolingPipelinesandfittings
5.6 | SPACE HEATING & AIR CONDITIONING (SHAC) | 5.6.3 | Central Cooling | 5.6.3.M.8 | Pumps | Pumps - Floor mounted | CentralCooling | Pumps | PumpsFloormounted | CentralCoolingPumps
5.6 | SPACE HEATING & AIR CONDITIONING (SHAC) | 5.6.3 | Central Cooling | 5.6.3.M.8 | Pumps | Pumps - Floor mounted Twin Head | CentralCooling | Pumps | PumpsFloormountedTwinHead | CentralCoolingPumps
5.6 | SPACE HEATING & AIR CONDITIONING (SHAC) | 5.6.3 | Central Cooling | 5.6.3.M.8 | Pumps | Pumps - Accelerator pipe mounted | CentralCooling | Pumps | PumpsAcceleratorpipemounted | CentralCoolingPumps
5.6 | SPACE HEATING & AIR CONDITIONING (SHAC) | 5.6.3 | Central Cooling | 5.6.3.M.8 | Pumps | Pumps - Domestic | CentralCooling | Pumps | PumpsDomestic | CentralCoolingPumps
5.6 | SPACE HEATING & AIR CONDITIONING (SHAC) | 5.6.3 | Central Cooling | 5.6.3.M.8 | Pumps | Pumps - HWS circulator | CentralCooling | Pumps | PumpsHWScirculator | CentralCoolingPumps
5.6 | SPACE HEATING & AIR CONDITIONING (SHAC) | 5.6.3 | Central Cooling | 5.6.3.M.8 | Pressurisation expansion units | Pressurisation expansion units | CentralCooling | Pressurisationexpansionunits | Pressurisationexpansionunits | CentralCoolingPressurisationexpansionunits
5.6 | SPACE HEATING & AIR CONDITIONING (SHAC) | 5.6.3 | Central Cooling | 5.6.3.M.6 | Central refrigeration plant | Central refrigeration plant | CentralCooling | Centralrefrigerationplant | Centralrefrigerationplant | CentralCoolingCentralrefrigerationplant
5.6 | SPACE HEATING & AIR CONDITIONING (SHAC) | 5.6.3 | Central Cooling | 5.6.3.M.9 | Cold and treated water feeds | Cold and treated water feeds | CentralCooling | Coldandtreatedwaterfeeds | Coldandtreatedwaterfeeds | CentralCoolingColdandtreatedwaterfeeds
5.6 | SPACE HEATING & AIR CONDITIONING (SHAC) | 5.6.3 | Central Cooling | 5.6.3.M.15 | Emission units | Emission units | CentralCooling | Emissionunits | Emissionunits | CentralCoolingEmissionunits
5.6 | SPACE HEATING & AIR CONDITIONING (SHAC) | 5.6.3 | Central Cooling | 5.6.3.M.17 | Thermal insulation | Thermal insulation | CentralCooling | Thermalinsulation | Thermalinsulation | CentralCoolingThermalinsulation
5.6 | SPACE HEATING & AIR CONDITIONING (SHAC) | 5.6.4 | Local Cooling | 5.6.4.M.1 | Local cooling units | Dry Cooler - Epoxy | LocalCooling | Localcoolingunits | DryCoolerEpoxy | LocalCoolingLocalcoolingunits
5.6 | SPACE HEATING & AIR CONDITIONING (SHAC) | 5.6.4 | Local Cooling | 5.6.4.M.1 | Local cooling units | Dry Cooler - Galvanised | LocalCooling | Localcoolingunits | DryCoolerGalvanised | LocalCoolingLocalcoolingunits
5.6 | SPACE HEATING & AIR CONDITIONING (SHAC) | 5.6.4 | Local Cooling | 5.6.4.M.1 | Local cooling units | Dry Cooler - Plastic Coated | LocalCooling | Localcoolingunits | DryCoolerPlasticCoated | LocalCoolingLocalcoolingunits
5.6 | SPACE HEATING & AIR CONDITIONING (SHAC) | 5.6.4 | Local Cooling | 5.6.4.M.1 | Local cooling units | High Density CO2 Air Conditioning | LocalCooling | Localcoolingunits | HighDensityCO2AirConditioning | LocalCoolingLocalcoolingunits
5.6 | SPACE HEATING & AIR CONDITIONING (SHAC) | 5.6.4 | Local Cooling | 5.6.4.M.4 | Ductwork and fittings | Ductwork - Flexible | LocalCooling | Ductworkandfittings | DuctworkFlexible | LocalCoolingDuctworkandfittings
5.6 | SPACE HEATING & AIR CONDITIONING (SHAC) | 5.6.4 | Local Cooling | 5.6.4.M.4 | Ductwork and fittings | Ductwork - Galvanised | LocalCooling | Ductworkandfittings | DuctworkGalvanised | LocalCoolingDuctworkandfittings
5.6 | SPACE HEATING & AIR CONDITIONING (SHAC) | 5.6.4 | Local Cooling | 5.6.4.M.4 | Ductwork and fittings | Ductwork - Plastic | LocalCooling | Ductworkandfittings | DuctworkPlastic | LocalCoolingDuctworkandfittings
5.6 | SPACE HEATING & AIR CONDITIONING (SHAC) | 5.6.4 | Local Cooling | 5.6.4.M.5 | Grilles, diffusers fans | Grilles and diffusers - Aluminium | LocalCooling | Grillesdiffusersfans | GrillesanddiffusersAluminium | LocalCoolingGrillesdiffusersfans
5.6 | SPACE HEATING & AIR CONDITIONING (SHAC) | 5.6.4 | Local Cooling | 5.6.4.M.5 | Grilles, diffusers fans | Grilles and diffusers - Painted Metal | LocalCooling | Grillesdiffusersfans | GrillesanddiffusersPaintedMetal | LocalCoolingGrillesdiffusersfans
5.6 | SPACE HEATING & AIR CONDITIONING (SHAC) | 5.6.4 | Local Cooling | 5.6.4.M.5 | Grilles, diffusers fans | Slot Diffusers | LocalCooling | Grillesdiffusersfans | SlotDiffusers | LocalCoolingGrillesdiffusersfans
5.6 | SPACE HEATING & AIR CONDITIONING (SHAC) | 5.6.4 | Local Cooling | 5.6.4.M.6 | Instrumentation and controls | Controller - Air Conditioning | LocalCooling | Instrumentationandcontrols | ControllerAirConditioning | LocalCoolingInstrumentationandcontrols
5.6 | SPACE HEATING & AIR CONDITIONING (SHAC) | 5.6.4 | Local Cooling | 5.6.4.M.2 | Pipelines and fittings | Pipework - Cooling System (copper) | LocalCooling | Pipelinesandfittings | PipeworkCoolingSystemcopper | LocalCoolingPipelinesandfittings
5.6 | SPACE HEATING & AIR CONDITIONING (SHAC) | 5.6.4 | Local Cooling | 5.6.4.M.2 | Pipelines and fittings | Pipework - Cooling System closed (steel galv) | LocalCooling | Pipelinesandfittings | PipeworkCoolingSystemclosedsteelgalv | LocalCoolingPipelinesandfittings
5.6 | SPACE HEATING & AIR CONDITIONING (SHAC) | 5.6.4 | Local Cooling | 5.6.4.M.2 | Pipelines and fittings | Pipework - Cooling System open (steel galv) | LocalCooling | Pipelinesandfittings | PipeworkCoolingSystemopensteelgalv | LocalCoolingPipelinesandfittings
5.6 | SPACE HEATING & AIR CONDITIONING (SHAC) | 5.6.4 | Local Cooling | 5.6.4.M.2 | Pipelines and fittings | Pipework - Cooling System (Plastic) | LocalCooling | Pipelinesandfittings | PipeworkCoolingSystemPlastic | LocalCoolingPipelinesandfittings
5.6 | SPACE HEATING & AIR CONDITIONING (SHAC) | 5.6.4 | Local Cooling | 5.6.4.M.3 | Valves | Valves - Check | LocalCooling | Valves | ValvesCheck | LocalCoolingValves
5.6 | SPACE HEATING & AIR CONDITIONING (SHAC) | 5.6.4 | Local Cooling | 5.6.4.M.3 | Valves | Valves - gate | LocalCooling | Valves | Valvesgate | LocalCoolingValves
5.6 | SPACE HEATING & AIR CONDITIONING (SHAC) | 5.6.4 | Local Cooling | 5.6.4.M.3 | Valves | Valves - Strainers | LocalCooling | Valves | ValvesStrainers | LocalCoolingValves
5.6 | SPACE HEATING & AIR CONDITIONING (SHAC) | 5.6.4 | Local Cooling | 5.6.4.M.3 | Valves | Valves - Thermostatic Mixer | LocalCooling | Valves | ValvesThermostaticMixer | LocalCoolingValves
5.6 | SPACE HEATING & AIR CONDITIONING (SHAC) | 5.6.5 | Central heating and cooling | 5.6.5.M.10 | Air handling units | Air Handling Unit - DX - external | Centralheatingandcooling | Airhandlingunits | AirHandlingUnitDXexternal | CentralheatingandcoolingAirhandlingunits
5.6 | SPACE HEATING & AIR CONDITIONING (SHAC) | 5.6.5 | Central heating and cooling | 5.6.5.M.10 | Air handling units | Air Handling Unit - DX - internal | Centralheatingandcooling | Airhandlingunits | AirHandlingUnitDXinternal | CentralheatingandcoolingAirhandlingunits
5.6 | SPACE HEATING & AIR CONDITIONING (SHAC) | 5.6.5 | Central heating and cooling | 5.6.5.M.10 | Air handling units | Air Handling Unit - externally located | Centralheatingandcooling | Airhandlingunits | AirHandlingUnitexternallylocated | CentralheatingandcoolingAirhandlingunits
5.6 | SPACE HEATING & AIR CONDITIONING (SHAC) | 5.6.5 | Central heating and cooling | 5.6.5.M.10 | Air handling units | Air Handling Unit - internally located | Centralheatingandcooling | Airhandlingunits | AirHandlingUnitinternallylocated | CentralheatingandcoolingAirhandlingunits
5.6 | SPACE HEATING & AIR CONDITIONING (SHAC) | 5.6.5 | Central heating and cooling | 5.6.5.M.11 | Fan coil units2 | Fan Coil Units | Centralheatingandcooling | Fancoilunits2 | FanCoilUnits | CentralheatingandcoolingFancoilunits2
5.6 | SPACE HEATING & AIR CONDITIONING (SHAC) | 5.6.5 | Central heating and cooling | 5.6.5.M.13 | Instrumentation and controls | Control Panel | Centralheatingandcooling | Instrumentationandcontrols | ControlPanel | CentralheatingandcoolingInstrumentationandcontrols
5.6 | SPACE HEATING & AIR CONDITIONING (SHAC) | 5.6.5 | Central heating and cooling | 5.6.5.M.2 | VAV systems | VAV Boxes - Fan Assisted with Silencer | Centralheatingandcooling | VAVsystems | VAVBoxesFanAssistedwithSilencer | CentralheatingandcoolingVAVsystems
5.6 | SPACE HEATING & AIR CONDITIONING (SHAC) | 5.6.5 | Central heating and cooling | 5.6.5.M.2 | VAV systems | VAV Boxes - With Silencer | Centralheatingandcooling | VAVsystems | VAVBoxesWithSilencer | CentralheatingandcoolingVAVsystems
5.6 | SPACE HEATING & AIR CONDITIONING (SHAC) | 5.6.5 | Central heating and cooling | 5.6.5.M.2 | VAV systems | VAV Boxes - With Silencer and Heat Coil | Centralheatingandcooling | VAVsystems | VAVBoxesWithSilencerandHeatCoil | CentralheatingandcoolingVAVsystems
5.6 | SPACE HEATING & AIR CONDITIONING (SHAC) | 5.6.5 | Central heating and cooling | 5.6.5.M.4 | Chillers | Absorption chillers | Centralheatingandcooling | Chillers | Absorptionchillers | CentralheatingandcoolingChillers
5.6 | SPACE HEATING & AIR CONDITIONING (SHAC) | 5.6.5 | Central heating and cooling | 5.6.5.M.4 | Chillers | Vapour compression chillers | Centralheatingandcooling | Chillers | Vapourcompressionchillers | CentralheatingandcoolingChillers
5.6 | SPACE HEATING & AIR CONDITIONING (SHAC) | 5.6.5 | Central heating and cooling | 5.6.5.M.4 | Chillers | Solar thermal absorption chillers | Centralheatingandcooling | Chillers | Solarthermalabsorptionchillers | CentralheatingandcoolingChillers
5.6 | SPACE HEATING & AIR CONDITIONING (SHAC) | 5.6.5 | Central heating and cooling | 5.6.5.M.5 | Pipelines and fittings | Expansion Bellows - Flue Dilution | Centralheatingandcooling | Pipelinesandfittings | ExpansionBellowsFlueDilution | CentralheatingandcoolingPipelinesandfittings
5.6 | SPACE HEATING & AIR CONDITIONING (SHAC) | 5.6.5 | Central heating and cooling | 5.6.5.M.5 | Pipelines and fittings | Expansion Bellows - Rubber | Centralheatingandcooling | Pipelinesandfittings | ExpansionBellowsRubber | CentralheatingandcoolingPipelinesandfittings
5.6 | SPACE HEATING & AIR CONDITIONING (SHAC) | 5.6.5 | Central heating and cooling | 5.6.5.M.5 | Pipelines and fittings | Expansion Bellows - Steel | Centralheatingandcooling | Pipelinesandfittings | ExpansionBellowsSteel | CentralheatingandcoolingPipelinesandfittings
5.6 | SPACE HEATING & AIR CONDITIONING (SHAC) | 5.6.5 | Central heating and cooling | 5.6.5.M.5 | Pipelines and fittings | Pipework - Central heating and cooling System (copper) | Centralheatingandcooling | Pipelinesandfittings | PipeworkCentralheatingandcoolingSystemcopper | CentralheatingandcoolingPipelinesandfittings
5.6 | SPACE HEATING & AIR CONDITIONING (SHAC) | 5.6.5 | Central heating and cooling | 5.6.5.M.5 | Pipelines and fittings | Pipework - Central heating and cooling closed (steel galv) | Centralheatingandcooling | Pipelinesandfittings | PipeworkCentralheatingandcoolingclosedsteelgalv | CentralheatingandcoolingPipelinesandfittings
5.6 | SPACE HEATING & AIR CONDITIONING (SHAC) | 5.6.5 | Central heating and cooling | 5.6.5.M.5 | Pipelines and fittings | Pipework - Central heating and cooling System open (steel galv) | Centralheatingandcooling | Pipelinesandfittings | PipeworkCentralheatingandcoolingSystemopensteelgalv | CentralheatingandcoolingPipelinesandfittings
5.6 | SPACE HEATING & AIR CONDITIONING (SHAC) | 5.6.5 | Central heating and cooling | 5.6.5.M.5 | Pipelines and fittings | Pipework - Central heating and cooling System (Plastic) | Centralheatingandcooling | Pipelinesandfittings | PipeworkCentralheatingandcoolingSystemPlastic | CentralheatingandcoolingPipelinesandfittings
5.6 | SPACE HEATING & AIR CONDITIONING (SHAC) | 5.6.5 | Central heating and cooling | 5.6.5.M.7 | Pumps | Pumps - Floor mounted | Centralheatingandcooling | Pumps | PumpsFloormounted | CentralheatingandcoolingPumps
5.6 | SPACE HEATING & AIR CONDITIONING (SHAC) | 5.6.5 | Central heating and cooling | 5.6.5.M.7 | Pumps | Pumps - Floor mounted Twin Head | Centralheatingandcooling | Pumps | PumpsFloormountedTwinHead | CentralheatingandcoolingPumps
5.6 | SPACE HEATING & AIR CONDITIONING (SHAC) | 5.6.5 | Central heating and cooling | 5.6.5.M.7 | Pumps | Pumps - Accelerator pipe mounted | Centralheatingandcooling | Pumps | PumpsAcceleratorpipemounted | CentralheatingandcoolingPumps
5.6 | SPACE HEATING & AIR CONDITIONING (SHAC) | 5.6.5 | Central heating and cooling | 5.6.5.M.7 | Pumps | Pumps - Domestic | Centralheatingandcooling | Pumps | PumpsDomestic | CentralheatingandcoolingPumps
5.6 | SPACE HEATING & AIR CONDITIONING (SHAC) | 5.6.5 | Central heating and cooling | 5.6.5.M.7 | Pumps | Pumps - HWS circulator | Centralheatingandcooling | Pumps | PumpsHWScirculator | CentralheatingandcoolingPumps
5.6 | SPACE HEATING & AIR CONDITIONING (SHAC) | 5.6.5 | Central heating and cooling | 5.6.3.M.8 | Pressurisation expansion units | Pressurisation expansion units | Centralheatingandcooling | Pressurisationexpansionunits | Pressurisationexpansionunits | CentralheatingandcoolingPressurisationexpansionunits
5.6 | SPACE HEATING & AIR CONDITIONING (SHAC) | 5.6.5 | Central heating and cooling | 5.6.5.M.8 | Distribution ductwork and fittings | Ductwork - Flexible | Centralheatingandcooling | Distributionductworkandfittings | DuctworkFlexible | CentralheatingandcoolingDistributionductworkandfittings
5.6 | SPACE HEATING & AIR CONDITIONING (SHAC) | 5.6.5 | Central heating and cooling | 5.6.5.M.8 | Distribution ductwork and fittings | Ductwork - Galvanised | Centralheatingandcooling | Distributionductworkandfittings | DuctworkGalvanised | CentralheatingandcoolingDistributionductworkandfittings
5.6 | SPACE HEATING & AIR CONDITIONING (SHAC) | 5.6.5 | Central heating and cooling | 5.6.5.M.8 | Distribution ductwork and fittings | Ductwork - Plastic | Centralheatingandcooling | Distributionductworkandfittings | DuctworkPlastic | CentralheatingandcoolingDistributionductworkandfittings
5.6 | SPACE HEATING & AIR CONDITIONING (SHAC) | 5.6.5 | Central heating and cooling | 5.6.5.M.9 | Grilles, diffusers, fans, filters | Grilles and diffusers - Aluminium | Centralheatingandcooling | Grillesdiffusersfansfilters | GrillesanddiffusersAluminium | CentralheatingandcoolingGrillesdiffusersfansfilters
5.6 | SPACE HEATING & AIR CONDITIONING (SHAC) | 5.6.5 | Central heating and cooling | 5.6.5.M.9 | Grilles, diffusers, fans, filters | Grilles and diffusers - Painted Metal | Centralheatingandcooling | Grillesdiffusersfansfilters | GrillesanddiffusersPaintedMetal | CentralheatingandcoolingGrillesdiffusersfansfilters
5.6 | SPACE HEATING & AIR CONDITIONING (SHAC) | 5.6.5 | Central heating and cooling | 5.6.5.M.9 | Grilles, diffusers, fans, filters | Slot Diffusers | Centralheatingandcooling | Grillesdiffusersfansfilters | SlotDiffusers | CentralheatingandcoolingGrillesdiffusersfansfilters
5.6 | SPACE HEATING & AIR CONDITIONING (SHAC) | 5.6.5 | Central heating and cooling | 5.6.5.M.1 | Fan coil units1 | Fan coil units1 | Centralheatingandcooling | Fancoilunits1 | Fancoilunits1 | CentralheatingandcoolingFancoilunits1
5.6 | SPACE HEATING & AIR CONDITIONING (SHAC) | 5.6.5 | Central heating and cooling | 5.6.5.M.3 | Reverse cycle heat pump systems | Reverse cycle heat pump systems | Centralheatingandcooling | Reversecycleheatpumpsystems | Reversecycleheatpumpsystems | CentralheatingandcoolingReversecycleheatpumpsystems
5.6 | SPACE HEATING & AIR CONDITIONING (SHAC) | 5.6.5 | Central heating and cooling | 5.6.5.M.6 | Valves | Valves - Check | Centralheatingandcooling | Valves | ValvesCheck | CentralheatingandcoolingValves
5.6 | SPACE HEATING & AIR CONDITIONING (SHAC) | 5.6.5 | Central heating and cooling | 5.6.5.M.6 | Valves | Valves - gate | Centralheatingandcooling | Valves | Valvesgate | CentralheatingandcoolingValves
5.6 | SPACE HEATING & AIR CONDITIONING (SHAC) | 5.6.5 | Central heating and cooling | 5.6.5.M.6 | Valves | Valves - Strainers | Centralheatingandcooling | Valves | ValvesStrainers | CentralheatingandcoolingValves
5.6 | SPACE HEATING & AIR CONDITIONING (SHAC) | 5.6.5 | Central heating and cooling | 5.6.5.M.6 | Valves | Valves - Thermostatic Mixer | Centralheatingandcooling | Valves | ValvesThermostaticMixer | CentralheatingandcoolingValves
5.6 | SPACE HEATING & AIR CONDITIONING (SHAC) | 5.6.5 | Central heating and cooling | 5.6.5.M.14 | Thermal insulation | Thermal insulation | Centralheatingandcooling | Thermalinsulation | Thermalinsulation | CentralheatingandcoolingThermalinsulation
5.6 | SPACE HEATING & AIR CONDITIONING (SHAC) | 5.6.6 | Local heating and cooling | 5.6.6.M.1 | Local heating and cooling | Split Comfort Cooling - Indoor Unit | Localheatingandcooling | Localheatingandcooling | SplitComfortCoolingIndoorUnit | LocalheatingandcoolingLocalheatingandcooling
5.6 | SPACE HEATING & AIR CONDITIONING (SHAC) | 5.6.6 | Local heating and cooling | 5.6.6.M.4 | Pumps | Pumps - Floor mounted Twin Head | Localheatingandcooling | Pumps | PumpsFloormountedTwinHead | LocalheatingandcoolingPumps
5.6 | SPACE HEATING & AIR CONDITIONING (SHAC) | 5.6.6 | Local heating and cooling | 5.6.6.M.4 | Pumps | Pumps - Accelerator pipe mounted | Localheatingandcooling | Pumps | PumpsAcceleratorpipemounted | LocalheatingandcoolingPumps
5.6 | SPACE HEATING & AIR CONDITIONING (SHAC) | 5.6.6 | Local heating and cooling | 5.6.6.M.4 | Pumps | Pumps - HWS circulator | Localheatingandcooling | Pumps | PumpsHWScirculator | LocalheatingandcoolingPumps
5.6 | SPACE HEATING & AIR CONDITIONING (SHAC) | 5.6.6 | Local heating and cooling | 5.6.6.M.5 | Ductwork, fittings and ancillaries | Ductwork - Flexible | Localheatingandcooling | Ductworkfittingsandancillaries | DuctworkFlexible | LocalheatingandcoolingDuctworkfittingsandancillaries
5.6 | SPACE HEATING & AIR CONDITIONING (SHAC) | 5.6.6 | Local heating and cooling | 5.6.6.M.5 | Ductwork, fittings and ancillaries | Ductwork - Galvanised | Localheatingandcooling | Ductworkfittingsandancillaries | DuctworkGalvanised | LocalheatingandcoolingDuctworkfittingsandancillaries
5.6 | SPACE HEATING & AIR CONDITIONING (SHAC) | 5.6.6 | Local heating and cooling | 5.6.6.M.5 | Ductwork, fittings and ancillaries | Ductwork - Plastic | Localheatingandcooling | Ductworkfittingsandancillaries | DuctworkPlastic | LocalheatingandcoolingDuctworkfittingsandancillaries
5.6 | SPACE HEATING & AIR CONDITIONING (SHAC) | 5.6.6 | Local heating and cooling | 5.6.6.M.6 | Grilles, diffusers, fans, filters | Grilles and diffusers - Aluminium | Localheatingandcooling | Grillesdiffusersfansfilters | GrillesanddiffusersAluminium | LocalheatingandcoolingGrillesdiffusersfansfilters
5.6 | SPACE HEATING & AIR CONDITIONING (SHAC) | 5.6.6 | Local heating and cooling | 5.6.6.M.6 | Grilles, diffusers, fans, filters | Grilles and diffusers - Painted Metal | Localheatingandcooling | Grillesdiffusersfansfilters | GrillesanddiffusersPaintedMetal | LocalheatingandcoolingGrillesdiffusersfansfilters
5.6 | SPACE HEATING & AIR CONDITIONING (SHAC) | 5.6.6 | Local heating and cooling | 5.6.6.M.6 | Grilles, diffusers, fans, filters | Slot Diffusers | Localheatingandcooling | Grillesdiffusersfansfilters | SlotDiffusers | LocalheatingandcoolingGrillesdiffusersfansfilters
5.6 | SPACE HEATING & AIR CONDITIONING (SHAC) | 5.6.6 | Local heating and cooling | 5.6.6.M.2 | Pipelines and fittings | Pipework - Local heating and cooling System (copper) | Localheatingandcooling | Pipelinesandfittings | PipeworkLocalheatingandcoolingSystemcopper | LocalheatingandcoolingPipelinesandfittings
5.6 | SPACE HEATING & AIR CONDITIONING (SHAC) | 5.6.6 | Local heating and cooling | 5.6.6.M.2 | Pipelines and fittings | Pipework - Local heating and cooling System closed (steel galv) | Localheatingandcooling | Pipelinesandfittings | PipeworkLocalheatingandcoolingSystemclosedsteelgalv | LocalheatingandcoolingPipelinesandfittings
5.6 | SPACE HEATING & AIR CONDITIONING (SHAC) | 5.6.6 | Local heating and cooling | 5.6.6.M.2 | Pipelines and fittings | Pipework - Local heating and cooling System open (steel galv) | Localheatingandcooling | Pipelinesandfittings | PipeworkLocalheatingandcoolingSystemopensteelgalv | LocalheatingandcoolingPipelinesandfittings
5.6 | SPACE HEATING & AIR CONDITIONING (SHAC) | 5.6.6 | Local heating and cooling | 5.6.6.M.2 | Pipelines and fittings | Pipework - Local heating and cooling System (Plastic) | Localheatingandcooling | Pipelinesandfittings | PipeworkLocalheatingandcoolingSystemPlastic | LocalheatingandcoolingPipelinesandfittings
5.6 | SPACE HEATING & AIR CONDITIONING (SHAC) | 5.6.6 | Local heating and cooling | 5.6.6.M.3 | Valves | Valves - Check | Localheatingandcooling | Valves | ValvesCheck | LocalheatingandcoolingValves
5.6 | SPACE HEATING & AIR CONDITIONING (SHAC) | 5.6.6 | Local heating and cooling | 5.6.6.M.3 | Valves | Valves - gate | Localheatingandcooling | Valves | Valvesgate | LocalheatingandcoolingValves
5.6 | SPACE HEATING & AIR CONDITIONING (SHAC) | 5.6.6 | Local heating and cooling | 5.6.6.M.3 | Valves | Valves - Strainers | Localheatingandcooling | Valves | ValvesStrainers | LocalheatingandcoolingValves
5.6 | SPACE HEATING & AIR CONDITIONING (SHAC) | 5.6.6 | Local heating and cooling | 5.6.6.M.3 | Valves | Valves - Thermostatic Mixer | Localheatingandcooling | Valves | ValvesThermostaticMixer | LocalheatingandcoolingValves
5.6 | SPACE HEATING & AIR CONDITIONING (SHAC) | 5.6.6 | Local heating and cooling | 5.6.6.M.8 | Instrumentation and controls | Control Panel | Localheatingandcooling | Instrumentationandcontrols | ControlPanel | LocalheatingandcoolingInstrumentationandcontrols
5.6 | SPACE HEATING & AIR CONDITIONING (SHAC) | 5.6.6 | Local heating and cooling | 5.6.6.M.9 | Thermal insulation | Thermal insulation | Localheatingandcooling | Thermalinsulation | Thermalinsulation | LocalheatingandcoolingThermalinsulation
5.6 | SPACE HEATING & AIR CONDITIONING (SHAC) | 5.6.7 | Central air conditioning | 5.6.7.M.2 | Air conditioning systems | VAV Boxes - Fan Assisted with Silencer | Centralairconditioning | Airconditioningsystems | VAVBoxesFanAssistedwithSilencer | CentralairconditioningAirconditioningsystems
5.6 | SPACE HEATING & AIR CONDITIONING (SHAC) | 5.6.7 | Central air conditioning | 5.6.7.M.2 | Air conditioning systems | VAV Boxes - With Silencer | Centralairconditioning | Airconditioningsystems | VAVBoxesWithSilencer | CentralairconditioningAirconditioningsystems
5.6 | SPACE HEATING & AIR CONDITIONING (SHAC) | 5.6.7 | Central air conditioning | 5.6.7.M.2 | Air conditioning systems | VAV Boxes - With Silencer and Heat Coil | Centralairconditioning | Airconditioningsystems | VAVBoxesWithSilencerandHeatCoil | CentralairconditioningAirconditioningsystems
5.6 | SPACE HEATING & AIR CONDITIONING (SHAC) | 5.6.7 | Central air conditioning | 5.6.7.M.2 | Air conditioning systems | Dual-duct air induction conditioning systems | Centralairconditioning | Airconditioningsystems | Dualductairinductionconditioningsystems | CentralairconditioningAirconditioningsystems
5.6 | SPACE HEATING & AIR CONDITIONING (SHAC) | 5.6.7 | Central air conditioning | 5.6.7.M.2 | Air conditioning systems | Multi-zone conditioning systems | Centralairconditioning | Airconditioningsystems | Multizoneconditioningsystems | CentralairconditioningAirconditioningsystems
5.6 | SPACE HEATING & AIR CONDITIONING (SHAC) | 5.6.7 | Central air conditioning | 5.6.7.M.2 | Air conditioning systems | Induction air conditioning systems | Centralairconditioning | Airconditioningsystems | Inductionairconditioningsystems | CentralairconditioningAirconditioningsystems
5.6 | SPACE HEATING & AIR CONDITIONING (SHAC) | 5.6.7 | Central air conditioning | 5.6.7.M.2 | Air conditioning systems | Hybrid air conditioning systems | Centralairconditioning | Airconditioningsystems | Hybridairconditioningsystems | CentralairconditioningAirconditioningsystems
5.6 | SPACE HEATING & AIR CONDITIONING (SHAC) | 5.6.7 | Central air conditioning | 5.6.7.M.2 | TBD | Coils - Galvanised for Heating | Centralairconditioning | TBD | CoilsGalvanisedforHeating | CentralairconditioningTBD
5.6 | SPACE HEATING & AIR CONDITIONING (SHAC) | 5.6.7 | Central air conditioning | 5.6.7.M.2 | TBD | Coils - In Duct Unit | Centralairconditioning | TBD | CoilsInDuctUnit | CentralairconditioningTBD
5.6 | SPACE HEATING & AIR CONDITIONING (SHAC) | 5.6.7 | Central air conditioning | 5.6.7.M.2 | TBD | Dehumidifier | Centralairconditioning | TBD | Dehumidifier | CentralairconditioningTBD
5.6 | SPACE HEATING & AIR CONDITIONING (SHAC) | 5.6.7 | Central air conditioning | 5.6.7.M.2 | TBD | Fins - Aluminium for Cooling | Centralairconditioning | TBD | FinsAluminiumforCooling | CentralairconditioningTBD
5.6 | SPACE HEATING & AIR CONDITIONING (SHAC) | 5.6.7 | Central air conditioning | 5.6.7.M.2 | TBD | Fins - Aluminium for Heating | Centralairconditioning | TBD | FinsAluminiumforHeating | CentralairconditioningTBD
5.6 | SPACE HEATING & AIR CONDITIONING (SHAC) | 5.6.7 | Central air conditioning | 5.6.7.M.2 | TBD | Fins - Copper for Cooling | Centralairconditioning | TBD | FinsCopperforCooling | CentralairconditioningTBD
5.6 | SPACE HEATING & AIR CONDITIONING (SHAC) | 5.6.7 | Central air conditioning | 5.6.7.M.2 | TBD | Fins - Copper for Heating | Centralairconditioning | TBD | FinsCopperforHeating | CentralairconditioningTBD
5.6 | SPACE HEATING & AIR CONDITIONING (SHAC) | 5.6.7 | Central air conditioning | 5.6.7.M.2 | TBD | Humidifiers - Electrode Bottle | Centralairconditioning | TBD | HumidifiersElectrodeBottle | CentralairconditioningTBD
5.6 | SPACE HEATING & AIR CONDITIONING (SHAC) | 5.6.7 | Central air conditioning | 5.6.7.M.2 | TBD | Humidifiers - Pan type | Centralairconditioning | TBD | HumidifiersPantype | CentralairconditioningTBD
5.6 | SPACE HEATING & AIR CONDITIONING (SHAC) | 5.6.7 | Central air conditioning | 5.6.7.M.2 | TBD | Humidifiers - Spinning Disk | Centralairconditioning | TBD | HumidifiersSpinningDisk | CentralairconditioningTBD
5.6 | SPACE HEATING & AIR CONDITIONING (SHAC) | 5.6.7 | Central air conditioning | 5.6.7.M.2 | TBD | Humidifiers - Spray type | Centralairconditioning | TBD | HumidifiersSpraytype | CentralairconditioningTBD
5.6 | SPACE HEATING & AIR CONDITIONING (SHAC) | 5.6.7 | Central air conditioning | 5.6.7.M.2 | TBD | Humidifiers - Steam Direct | Centralairconditioning | TBD | HumidifiersSteamDirect | CentralairconditioningTBD
5.6 | SPACE HEATING & AIR CONDITIONING (SHAC) | 5.6.7 | Central air conditioning | 5.6.7.M.2 | TBD | Humidifiers - Steam Electric Generated | Centralairconditioning | TBD | HumidifiersSteamElectricGenerated | CentralairconditioningTBD
5.6 | SPACE HEATING & AIR CONDITIONING (SHAC) | 5.6.7 | Central air conditioning | 5.6.7.M.2 | TBD | Humidifiers - Ultrasonic | Centralairconditioning | TBD | HumidifiersUltrasonic | CentralairconditioningTBD
5.6 | SPACE HEATING & AIR CONDITIONING (SHAC) | 5.6.7 | Central air conditioning | 5.6.7.M.2 | TBD | Spray cooler coils | Centralairconditioning | TBD | Spraycoolercoils | CentralairconditioningTBD
5.6 | SPACE HEATING & AIR CONDITIONING (SHAC) | 5.6.7 | Central air conditioning | 5.6.7.M.4 | Air handling units | Air Handling Unit - DX - external | Centralairconditioning | Airhandlingunits | AirHandlingUnitDXexternal | CentralairconditioningAirhandlingunits
5.6 | SPACE HEATING & AIR CONDITIONING (SHAC) | 5.6.7 | Central air conditioning | 5.6.7.M.4 | Air handling units | Air Handling Unit - DX - internal | Centralairconditioning | Airhandlingunits | AirHandlingUnitDXinternal | CentralairconditioningAirhandlingunits
5.6 | SPACE HEATING & AIR CONDITIONING (SHAC) | 5.6.7 | Central air conditioning | 5.6.7.M.4 | Air handling units | Air Handling Unit - externally located | Centralairconditioning | Airhandlingunits | AirHandlingUnitexternallylocated | CentralairconditioningAirhandlingunits
5.6 | SPACE HEATING & AIR CONDITIONING (SHAC) | 5.6.7 | Central air conditioning | 5.6.7.M.4 | Air handling units | Air Handling Unit - internally located | Centralairconditioning | Airhandlingunits | AirHandlingUnitinternallylocated | CentralairconditioningAirhandlingunits
5.6 | SPACE HEATING & AIR CONDITIONING (SHAC) | 5.6.7 | Central air conditioning | 5.6.7.M.5 | Terminal units/emitters | Fan Coil Units | Centralairconditioning | Terminalunitsemitters | FanCoilUnits | CentralairconditioningTerminalunitsemitters
5.6 | SPACE HEATING & AIR CONDITIONING (SHAC) | 5.6.7 | Central air conditioning | 5.6.7.M.5 | Terminal units/emitters | Induction Units | Centralairconditioning | Terminalunitsemitters | InductionUnits | CentralairconditioningTerminalunitsemitters
5.6 | SPACE HEATING & AIR CONDITIONING (SHAC) | 5.6.7 | Central air conditioning | 5.6.7.M.9 | Ductwork and fittings | Ductwork - Flexible | Centralairconditioning | Ductworkandfittings | DuctworkFlexible | CentralairconditioningDuctworkandfittings
5.6 | SPACE HEATING & AIR CONDITIONING (SHAC) | 5.6.7 | Central air conditioning | 5.6.7.M.9 | Ductwork and fittings | Ductwork - Galvanised | Centralairconditioning | Ductworkandfittings | DuctworkGalvanised | CentralairconditioningDuctworkandfittings
5.6 | SPACE HEATING & AIR CONDITIONING (SHAC) | 5.6.7 | Central air conditioning | 5.6.7.M.9 | Ductwork and fittings | Ductwork - Plastic | Centralairconditioning | Ductworkandfittings | DuctworkPlastic | CentralairconditioningDuctworkandfittings
5.6 | SPACE HEATING & AIR CONDITIONING (SHAC) | 5.6.7 | Central air conditioning | 5.6.7.M.10 | Grilles, diffusers, fans, filters | External louvres - Aluminium | Centralairconditioning | Grillesdiffusersfansfilters | ExternallouvresAluminium | CentralairconditioningGrillesdiffusersfansfilters
5.6 | SPACE HEATING & AIR CONDITIONING (SHAC) | 5.6.7 | Central air conditioning | 5.6.7.M.10 | Grilles, diffusers, fans, filters | External louvres - Steel Painted | Centralairconditioning | Grillesdiffusersfansfilters | ExternallouvresSteelPainted | CentralairconditioningGrillesdiffusersfansfilters
5.6 | SPACE HEATING & AIR CONDITIONING (SHAC) | 5.6.7 | Central air conditioning | 5.6.7.M.10 | Grilles, diffusers, fans, filters | Grilles and diffusers - Aluminium | Centralairconditioning | Grillesdiffusersfansfilters | GrillesanddiffusersAluminium | CentralairconditioningGrillesdiffusersfansfilters
5.6 | SPACE HEATING & AIR CONDITIONING (SHAC) | 5.6.7 | Central air conditioning | 5.6.7.M.10 | Grilles, diffusers, fans, filters | Grilles and diffusers - Painted Metal | Centralairconditioning | Grillesdiffusersfansfilters | GrillesanddiffusersPaintedMetal | CentralairconditioningGrillesdiffusersfansfilters
5.6 | SPACE HEATING & AIR CONDITIONING (SHAC) | 5.6.7 | Central air conditioning | 5.6.7.M.10 | Grilles, diffusers, fans, filters | Slot Diffusers | Centralairconditioning | Grillesdiffusersfansfilters | SlotDiffusers | CentralairconditioningGrillesdiffusersfansfilters
5.6 | SPACE HEATING & AIR CONDITIONING (SHAC) | 5.6.7 | Central air conditioning | 5.6.7.M.11 | Instrumentation and controls | Controller - Air Conditioning | Centralairconditioning | Instrumentationandcontrols | ControllerAirConditioning | CentralairconditioningInstrumentationandcontrols
5.6 | SPACE HEATING & AIR CONDITIONING (SHAC) | 5.6.7 | Central air conditioning | 5.6.7.M.12 | Thermal insulation | Thermal insulation | Centralairconditioning | Thermalinsulation | Thermalinsulation | CentralairconditioningThermalinsulation
5.6 | SPACE HEATING & AIR CONDITIONING (SHAC) | 5.6.7 | Central air conditioning | 5.6.7.M.1 | Plenum air heating systems | Plenum air heating systems | Centralairconditioning | Plenumairheatingsystems | Plenumairheatingsystems | CentralairconditioningPlenumairheatingsystems
5.6 | SPACE HEATING & AIR CONDITIONING (SHAC) | 5.6.7 | Central air conditioning | 5.6.7.M.3 | Chillers | Chillers - Lithium bromide water/ absorption chillers | Centralairconditioning | Chillers | ChillersLithiumbromidewaterabsorptionchillers | CentralairconditioningChillers
5.6 | SPACE HEATING & AIR CONDITIONING (SHAC) | 5.6.7 | Central air conditioning | 5.6.7.M.3 | Chillers | Chillers - Gas fired absorption chillers up to 18 kW | Centralairconditioning | Chillers | ChillersGasfiredabsorptionchillersupto18kW | CentralairconditioningChillers
5.6 | SPACE HEATING & AIR CONDITIONING (SHAC) | 5.6.7 | Central air conditioning | 5.6.7.M.3 | Chillers | Chillers - Compressor refrigeration - reciprocating | Centralairconditioning | Chillers | ChillersCompressorrefrigerationreciprocating | CentralairconditioningChillers
5.6 | SPACE HEATING & AIR CONDITIONING (SHAC) | 5.6.7 | Central air conditioning | 5.6.7.M.3 | Chillers | Chillers - Compressor - screw | Centralairconditioning | Chillers | ChillersCompressorscrew | CentralairconditioningChillers
5.6 | SPACE HEATING & AIR CONDITIONING (SHAC) | 5.6.7 | Central air conditioning | 5.6.7.M.3 | Chillers | Chillers - Compressor - screw | Centralairconditioning | Chillers | ChillersCompressorscrew | CentralairconditioningChillers
5.6 | SPACE HEATING & AIR CONDITIONING (SHAC) | 5.6.7 | Central air conditioning | 5.6.7.M.3 | Chillers | Chillers - Compressors refrigeration - centrifugal | Centralairconditioning | Chillers | ChillersCompressorsrefrigerationcentrifugal | CentralairconditioningChillers
5.6 | SPACE HEATING & AIR CONDITIONING (SHAC) | 5.6.7 | Central air conditioning | 5.6.7.M.3 | Chillers | Chillers - Solar thermal absorption chillers | Centralairconditioning | Chillers | ChillersSolarthermalabsorptionchillers | CentralairconditioningChillers
5.6 | SPACE HEATING & AIR CONDITIONING (SHAC) | 5.6.7 | Central air conditioning | 5.6.7.M.6 | Pipelines and fittings. | Plant Room Pipework | Centralairconditioning | Pipelinesandfittings | PlantRoomPipework | CentralairconditioningPipelinesandfittings
5.6 | SPACE HEATING & AIR CONDITIONING (SHAC) | 5.6.7 | Central air conditioning | 5.6.7.M.7 | Valves | Valves - Check | Centralairconditioning | Valves | ValvesCheck | CentralairconditioningValves
5.6 | SPACE HEATING & AIR CONDITIONING (SHAC) | 5.6.7 | Central air conditioning | 5.6.7.M.7 | Valves | Valves - gate | Centralairconditioning | Valves | Valvesgate | CentralairconditioningValves
5.6 | SPACE HEATING & AIR CONDITIONING (SHAC) | 5.6.7 | Central air conditioning | 5.6.7.M.7 | Valves | Valves - Strainers | Centralairconditioning | Valves | ValvesStrainers | CentralairconditioningValves
5.6 | SPACE HEATING & AIR CONDITIONING (SHAC) | 5.6.7 | Central air conditioning | 5.6.7.M.7 | Valves | Valves - Thermostatic Mixer | Centralairconditioning | Valves | ValvesThermostaticMixer | CentralairconditioningValves
5.6 | SPACE HEATING & AIR CONDITIONING (SHAC) | 5.6.7 | Central air conditioning | 5.6.7.M.8 | Pumps | Pumps - Floor mounted | Centralairconditioning | Pumps | PumpsFloormounted | CentralairconditioningPumps
5.6 | SPACE HEATING & AIR CONDITIONING (SHAC) | 5.6.7 | Central air conditioning | 5.6.7.M.8 | Pumps | Pumps - Floor mounted Twin Head | Centralairconditioning | Pumps | PumpsFloormountedTwinHead | CentralairconditioningPumps
5.6 | SPACE HEATING & AIR CONDITIONING (SHAC) | 5.6.7 | Central air conditioning | 5.6.7.M.8 | Pumps | Pumps - Accelerator pipe mounted | Centralairconditioning | Pumps | PumpsAcceleratorpipemounted | CentralairconditioningPumps
5.6 | SPACE HEATING & AIR CONDITIONING (SHAC) | 5.6.7 | Central air conditioning | 5.6.7.M.8 | Pumps | Pumps - Domestic | Centralairconditioning | Pumps | PumpsDomestic | CentralairconditioningPumps
5.6 | SPACE HEATING & AIR CONDITIONING (SHAC) | 5.6.7 | Central air conditioning | 5.6.7.M.8 | Pumps | Pumps - HWS circulator | Centralairconditioning | Pumps | PumpsHWScirculator | CentralairconditioningPumps
5.6 | SPACE HEATING & AIR CONDITIONING (SHAC) | 5.6.8 | Local air conditioning | 5.6.8.M.1 | Air conditioning units | Close Control AC Condenser | Localairconditioning | Airconditioningunits | CloseControlACCondenser | LocalairconditioningAirconditioningunits
5.6 | SPACE HEATING & AIR CONDITIONING (SHAC) | 5.6.8 | Local air conditioning | 5.6.8.M.1 | Air conditioning units | Unitary A/C / CRAC Unit (DX Type) | Localairconditioning | Airconditioningunits | UnitaryACCRACUnitDXType | LocalairconditioningAirconditioningunits
5.6 | SPACE HEATING & AIR CONDITIONING (SHAC) | 5.6.8 | Local air conditioning | 5.6.8.M.1 | Air conditioning units | Split System - Heat Pump | Localairconditioning | Airconditioningunits | SplitSystemHeatPump | LocalairconditioningAirconditioningunits
5.6 | SPACE HEATING & AIR CONDITIONING (SHAC) | 5.6.8 | Local air conditioning | 5.6.8.M.1 | Air conditioning units | Separate clean room air conditioner | Localairconditioning | Airconditioningunits | Separatecleanroomairconditioner | LocalairconditioningAirconditioningunits
5.6 | SPACE HEATING & AIR CONDITIONING (SHAC) | 5.6.8 | Local air conditioning | 5.6.8.M.4 | Pumps | Pumps - Floor mounted | Localairconditioning | Pumps | PumpsFloormounted | LocalairconditioningPumps
5.6 | SPACE HEATING & AIR CONDITIONING (SHAC) | 5.6.8 | Local air conditioning | 5.6.8.M.4 | Pumps | Pumps - Floor mounted Twin Head | Localairconditioning | Pumps | PumpsFloormountedTwinHead | LocalairconditioningPumps
5.6 | SPACE HEATING & AIR CONDITIONING (SHAC) | 5.6.8 | Local air conditioning | 5.6.8.M.4 | Pumps | Pumps - Accelerator pipe mounted | Localairconditioning | Pumps | PumpsAcceleratorpipemounted | LocalairconditioningPumps
5.6 | SPACE HEATING & AIR CONDITIONING (SHAC) | 5.6.8 | Local air conditioning | 5.6.8.M.4 | Pumps | Pumps - Domestic | Localairconditioning | Pumps | PumpsDomestic | LocalairconditioningPumps
5.6 | SPACE HEATING & AIR CONDITIONING (SHAC) | 5.6.8 | Local air conditioning | 5.6.8.M.4 | Pumps | Pumps - HWS circulator | Localairconditioning | Pumps | PumpsHWScirculator | LocalairconditioningPumps
5.6 | SPACE HEATING & AIR CONDITIONING (SHAC) | 5.6.8 | Local air conditioning | 5.6.8.M.5 | Ductwork, fittings and ancillaries | Ductwork - Flexible | Localairconditioning | Ductworkfittingsandancillaries | DuctworkFlexible | LocalairconditioningDuctworkfittingsandancillaries
5.6 | SPACE HEATING & AIR CONDITIONING (SHAC) | 5.6.8 | Local air conditioning | 5.6.8.M.5 | Ductwork, fittings and ancillaries | Ductwork - Galvanised | Localairconditioning | Ductworkfittingsandancillaries | DuctworkGalvanised | LocalairconditioningDuctworkfittingsandancillaries
5.6 | SPACE HEATING & AIR CONDITIONING (SHAC) | 5.6.8 | Local air conditioning | 5.6.8.M.5 | Ductwork, fittings and ancillaries | Ductwork - Plastic | Localairconditioning | Ductworkfittingsandancillaries | DuctworkPlastic | LocalairconditioningDuctworkfittingsandancillaries
5.6 | SPACE HEATING & AIR CONDITIONING (SHAC) | 5.6.8 | Local air conditioning | 5.6.8.M.6 | Grilles, diffusers, fans, filters | Grilles and diffusers - Aluminium | Localairconditioning | Grillesdiffusersfansfilters | GrillesanddiffusersAluminium | LocalairconditioningGrillesdiffusersfansfilters
5.6 | SPACE HEATING & AIR CONDITIONING (SHAC) | 5.6.8 | Local air conditioning | 5.6.8.M.6 | Grilles, diffusers, fans, filters | Grilles and diffusers - Painted Metal | Localairconditioning | Grillesdiffusersfansfilters | GrillesanddiffusersPaintedMetal | LocalairconditioningGrillesdiffusersfansfilters
5.6 | SPACE HEATING & AIR CONDITIONING (SHAC) | 5.6.8 | Local air conditioning | 5.6.8.M.6 | Grilles, diffusers, fans, filters | Slot Diffusers | Localairconditioning | Grillesdiffusersfansfilters | SlotDiffusers | LocalairconditioningGrillesdiffusersfansfilters
5.6 | SPACE HEATING & AIR CONDITIONING (SHAC) | 5.6.8 | Local air conditioning | 5.6.6.M.2 | Pipelines and fittings | Pipework - Local air conditioning System (copper) | Localairconditioning | Pipelinesandfittings | PipeworkLocalairconditioningSystemcopper | LocalairconditioningPipelinesandfittings
5.6 | SPACE HEATING & AIR CONDITIONING (SHAC) | 5.6.8 | Local air conditioning | 5.6.6.M.2 | Pipelines and fittings | Pipework - Local air conditioning System closed (steel galv) | Localairconditioning | Pipelinesandfittings | PipeworkLocalairconditioningSystemclosedsteelgalv | LocalairconditioningPipelinesandfittings
5.6 | SPACE HEATING & AIR CONDITIONING (SHAC) | 5.6.8 | Local air conditioning | 5.6.6.M.2 | Pipelines and fittings | Pipework - Local air conditioning System open (steel galv) | Localairconditioning | Pipelinesandfittings | PipeworkLocalairconditioningSystemopensteelgalv | LocalairconditioningPipelinesandfittings
5.6 | SPACE HEATING & AIR CONDITIONING (SHAC) | 5.6.8 | Local air conditioning | 5.6.6.M.2 | Pipelines and fittings | Pipework - Local air conditioning System (Plastic) | Localairconditioning | Pipelinesandfittings | PipeworkLocalairconditioningSystemPlastic | LocalairconditioningPipelinesandfittings
5.6 | SPACE HEATING & AIR CONDITIONING (SHAC) | 5.6.8 | Local air conditioning | 5.6.6.M.3 | Valves | Valves - Check | Localairconditioning | Valves | ValvesCheck | LocalairconditioningValves
5.6 | SPACE HEATING & AIR CONDITIONING (SHAC) | 5.6.8 | Local air conditioning | 5.6.6.M.3 | Valves | Valves - gate | Localairconditioning | Valves | Valvesgate | LocalairconditioningValves
5.6 | SPACE HEATING & AIR CONDITIONING (SHAC) | 5.6.8 | Local air conditioning | 5.6.6.M.3 | Valves | Valves - Strainers | Localairconditioning | Valves | ValvesStrainers | LocalairconditioningValves
5.6 | SPACE HEATING & AIR CONDITIONING (SHAC) | 5.6.8 | Local air conditioning | 5.6.6.M.3 | Valves | Valves - Thermostatic Mixer | Localairconditioning | Valves | ValvesThermostaticMixer | LocalairconditioningValves
5.6 | SPACE HEATING & AIR CONDITIONING (SHAC) | 5.6.8 | Local air conditioning | 5.6.6.M.7 | Instrumentation and controls | Control Panel | Localairconditioning | Instrumentationandcontrols | ControlPanel | LocalairconditioningInstrumentationandcontrols
5.6 | SPACE HEATING & AIR CONDITIONING (SHAC) | 5.6.8 | Local air conditioning | 5.6.6.M.8 | Thermal insulation | Thermal insulation | Localairconditioning | Thermalinsulation | Thermalinsulation | LocalairconditioningThermalinsulation
5.6 | SPACE HEATING & AIR CONDITIONING (SHAC) | 5.6.8 | Local air conditioning | 5.6.6.M.9 | Air curtains | Air curtains | Localairconditioning | Aircurtains | Aircurtains | LocalairconditioningAircurtains
5.7 | VENTILATION SYSTEMS (VS) | 5.7.1 | Central ventilation | 5.7.1.M.1 | Air extract systems | Air Handling Unit - external (extract) | Centralventilation | Airextractsystems | AirHandlingUnitexternalextract | CentralventilationAirextractsystems
5.7 | VENTILATION SYSTEMS (VS) | 5.7.1 | Central ventilation | 5.7.1.M.1 | Air extract systems | Air Handling Unit - internal (extract) | Centralventilation | Airextractsystems | AirHandlingUnitinternalextract | CentralventilationAirextractsystems
5.7 | VENTILATION SYSTEMS (VS) | 5.7.1 | Central ventilation | 5.7.1.M.10 | Instrumentation and controls | Time clock | Centralventilation | Instrumentationandcontrols | Timeclock | CentralventilationInstrumentationandcontrols
5.7 | VENTILATION SYSTEMS (VS) | 5.7.1 | Central ventilation | 5.7.1.M.2 | Air supply and extract systems | Air Handling Unit - external (supply and extract) | Centralventilation | Airsupplyandextractsystems | AirHandlingUnitexternalsupplyandextract | CentralventilationAirsupplyandextractsystems
5.7 | VENTILATION SYSTEMS (VS) | 5.7.1 | Central ventilation | 5.7.1.M.2 | Air supply and extract systems | Air Handling Unit - internal (supply and extract) | Centralventilation | Airsupplyandextractsystems | AirHandlingUnitinternalsupplyandextract | CentralventilationAirsupplyandextractsystems
5.7 | VENTILATION SYSTEMS (VS) | 5.7.1 | Central ventilation | 5.7.1.M.4 | Fan units | Fan - 2 Stage Axial | Centralventilation | Fanunits | Fan2StageAxial | CentralventilationFanunits
5.7 | VENTILATION SYSTEMS (VS) | 5.7.1 | Central ventilation | 5.7.1.M.4 | Fan units | Fan - Axial | Centralventilation | Fanunits | FanAxial | CentralventilationFanunits
5.7 | VENTILATION SYSTEMS (VS) | 5.7.1 | Central ventilation | 5.7.1.M.4 | Fan units | Fan - Extract | Centralventilation | Fanunits | FanExtract | CentralventilationFanunits
5.7 | VENTILATION SYSTEMS (VS) | 5.7.1 | Central ventilation | 5.7.1.M.4 | Fan units | Fan - Flue Dilution | Centralventilation | Fanunits | FanFlueDilution | CentralventilationFanunits
5.7 | VENTILATION SYSTEMS (VS) | 5.7.1 | Central ventilation | 5.7.1.M.4 | Fan units | Fan - Roof Mounted | Centralventilation | Fanunits | FanRoofMounted | CentralventilationFanunits
5.7 | VENTILATION SYSTEMS (VS) | 5.7.1 | Central ventilation | 5.7.1.M.4 | Fan units | Fan - Smoke Extract | Centralventilation | Fanunits | FanSmokeExtract | CentralventilationFanunits
5.7 | VENTILATION SYSTEMS (VS) | 5.7.1 | Central ventilation | 5.7.1.M.4 | Fan units | Fan - Toilet Extract | Centralventilation | Fanunits | FanToiletExtract | CentralventilationFanunits
5.7 | VENTILATION SYSTEMS (VS) | 5.7.1 | Central ventilation | 5.7.1.M.5 | Pipelines and fittings | Pipework - Central ventilation System (copper) | Centralventilation | Pipelinesandfittings | PipeworkCentralventilationSystemcopper | CentralventilationPipelinesandfittings
5.7 | VENTILATION SYSTEMS (VS) | 5.7.1 | Central ventilation | 5.7.1.M.5 | Pipelines and fittings | Pipework - Central ventilation System (steel galv) | Centralventilation | Pipelinesandfittings | PipeworkCentralventilationSystemsteelgalv | CentralventilationPipelinesandfittings
5.7 | VENTILATION SYSTEMS (VS) | 5.7.1 | Central ventilation | 5.7.1.M.5 | Pipelines and fittings | Pipework - Central ventilation System (steel galv) | Centralventilation | Pipelinesandfittings | PipeworkCentralventilationSystemsteelgalv | CentralventilationPipelinesandfittings
5.7 | VENTILATION SYSTEMS (VS) | 5.7.1 | Central ventilation | 5.7.1.M.5 | Pipelines and fittings | Pipework - Central ventilation System (Plastic) | Centralventilation | Pipelinesandfittings | PipeworkCentralventilationSystemPlastic | CentralventilationPipelinesandfittings
5.7 | VENTILATION SYSTEMS (VS) | 5.7.1 | Central ventilation | 5.7.1.M.6 | Grilles, diffusers, fans, filters | External louvres - Aluminium | Centralventilation | Grillesdiffusersfansfilters | ExternallouvresAluminium | CentralventilationGrillesdiffusersfansfilters
5.7 | VENTILATION SYSTEMS (VS) | 5.7.1 | Central ventilation | 5.7.1.M.6 | Grilles, diffusers, fans, filters | External louvres - Steel Painted | Centralventilation | Grillesdiffusersfansfilters | ExternallouvresSteelPainted | CentralventilationGrillesdiffusersfansfilters
5.7 | VENTILATION SYSTEMS (VS) | 5.7.1 | Central ventilation | 5.7.1.M.6 | Grilles, diffusers, fans, filters | Grilles and diffusers - Aluminium | Centralventilation | Grillesdiffusersfansfilters | GrillesanddiffusersAluminium | CentralventilationGrillesdiffusersfansfilters
5.7 | VENTILATION SYSTEMS (VS) | 5.7.1 | Central ventilation | 5.7.1.M.6 | Grilles, diffusers, fans, filters | Grilles and diffusers - Painted Metal | Centralventilation | Grillesdiffusersfansfilters | GrillesanddiffusersPaintedMetal | CentralventilationGrillesdiffusersfansfilters
5.7 | VENTILATION SYSTEMS (VS) | 5.7.1 | Central ventilation | 5.7.1.M.6 | Grilles, diffusers, fans, filters | Slot Diffusers | Centralventilation | Grillesdiffusersfansfilters | SlotDiffusers | CentralventilationGrillesdiffusersfansfilters
5.7 | VENTILATION SYSTEMS (VS) | 5.7.1 | Central ventilation | 5.7.1.M.9 | Pumps | Pumps - Floor mounted | Centralventilation | Pumps | PumpsFloormounted | CentralventilationPumps
5.7 | VENTILATION SYSTEMS (VS) | 5.7.1 | Central ventilation | 5.7.1.M.9 | Pumps | Pumps - Floor mounted Twin Head | Centralventilation | Pumps | PumpsFloormountedTwinHead | CentralventilationPumps
5.7 | VENTILATION SYSTEMS (VS) | 5.7.1 | Central ventilation | 5.7.1.M.9 | Pumps | Pumps - Accelerator pipe mounted | Centralventilation | Pumps | PumpsAcceleratorpipemounted | CentralventilationPumps
5.7 | VENTILATION SYSTEMS (VS) | 5.7.1 | Central ventilation | 5.7.1.M.9 | Pumps | Pumps - Domestic | Centralventilation | Pumps | PumpsDomestic | CentralventilationPumps
5.7 | VENTILATION SYSTEMS (VS) | 5.7.1 | Central ventilation | 5.7.1.M.9 | Pumps | Pumps - HWS circulator | Centralventilation | Pumps | PumpsHWScirculator | CentralventilationPumps
5.7 | VENTILATION SYSTEMS (VS) | 5.7.1 | Central ventilation | 5.7.1.M.3 | Extract unit/terminal units | Extract unit/terminal units | Centralventilation | Extractunitterminalunits | Extractunitterminalunits | CentralventilationExtractunitterminalunits
5.7 | VENTILATION SYSTEMS (VS) | 5.7.1 | Central ventilation | 5.7.1.M.7 | Ductwork, and fittings | Ductwork - Flexible | Centralventilation | Ductworkandfittings | DuctworkFlexible | CentralventilationDuctworkandfittings
5.7 | VENTILATION SYSTEMS (VS) | 5.7.1 | Central ventilation | 5.7.1.M.7 | Ductwork, and fittings | Ductwork - Galvanised | Centralventilation | Ductworkandfittings | DuctworkGalvanised | CentralventilationDuctworkandfittings
5.7 | VENTILATION SYSTEMS (VS) | 5.7.1 | Central ventilation | 5.7.1.M.7 | Ductwork, and fittings | Ductwork - Plastic | Centralventilation | Ductworkandfittings | DuctworkPlastic | CentralventilationDuctworkandfittings
5.7 | VENTILATION SYSTEMS (VS) | 5.7.1 | Central ventilation | 5.7.1.M.8 | Valves | Valves - Check | Centralventilation | Valves | ValvesCheck | CentralventilationValves
5.7 | VENTILATION SYSTEMS (VS) | 5.7.1 | Central ventilation | 5.7.1.M.8 | Valves | Valves - gate | Centralventilation | Valves | Valvesgate | CentralventilationValves
5.7 | VENTILATION SYSTEMS (VS) | 5.7.1 | Central ventilation | 5.7.1.M.8 | Valves | Valves - Strainers | Centralventilation | Valves | ValvesStrainers | CentralventilationValves
5.7 | VENTILATION SYSTEMS (VS) | 5.7.1 | Central ventilation | 5.7.1.M.8 | Valves | Valves - Thermostatic Mixer | Centralventilation | Valves | ValvesThermostaticMixer | CentralventilationValves
5.7 | VENTILATION SYSTEMS (VS) | 5.7.2 | Local and special ventilation | 5.7.2.M.1 | Extract Fans | Fan - Extract | Localandspecialventilation | ExtractFans | FanExtract | LocalandspecialventilationExtractFans
5.7 | VENTILATION SYSTEMS (VS) | 5.7.2 | Local and special ventilation | 5.7.2.M.1 | Extract Fans | Fan - Toilet Extract | Localandspecialventilation | ExtractFans | FanToiletExtract | LocalandspecialventilationExtractFans
5.7 | VENTILATION SYSTEMS (VS) | 5.7.2 | Local and special ventilation | 5.7.2.M.11 | Car Park Ventilation | Vehicle Exhaust | Localandspecialventilation | CarParkVentilation | VehicleExhaust | LocalandspecialventilationCarParkVentilation
5.7 | VENTILATION SYSTEMS (VS) | 5.7.2 | Local and special ventilation | 5.7.2.M.11 | Car Park Ventilation | Local car exhaust ventilation | Localandspecialventilation | CarParkVentilation | Localcarexhaustventilation | LocalandspecialventilationCarParkVentilation
5.7 | VENTILATION SYSTEMS (VS) | 5.7.2 | Local and special ventilation | 5.7.2.M.12 | Ductwork, and fittings | Ductwork - Flexible | Localandspecialventilation | Ductworkandfittings | DuctworkFlexible | LocalandspecialventilationDuctworkandfittings
5.7 | VENTILATION SYSTEMS (VS) | 5.7.2 | Local and special ventilation | 5.7.2.M.12 | Ductwork, and fittings | Ductwork - Galvanised | Localandspecialventilation | Ductworkandfittings | DuctworkGalvanised | LocalandspecialventilationDuctworkandfittings
5.7 | VENTILATION SYSTEMS (VS) | 5.7.2 | Local and special ventilation | 5.7.2.M.12 | Ductwork, and fittings | Ductwork - Plastic | Localandspecialventilation | Ductworkandfittings | DuctworkPlastic | LocalandspecialventilationDuctworkandfittings
5.7 | VENTILATION SYSTEMS (VS) | 5.7.2 | Local and special ventilation | 5.7.2.M.13 | Grilles, diffusers, fans, filters | Grilles and diffusers - Aluminium | Localandspecialventilation | Grillesdiffusersfansfilters | GrillesanddiffusersAluminium | LocalandspecialventilationGrillesdiffusersfansfilters
5.7 | VENTILATION SYSTEMS (VS) | 5.7.2 | Local and special ventilation | 5.7.2.M.13 | Grilles, diffusers, fans, filters | Grilles and diffusers - Painted Metal | Localandspecialventilation | Grillesdiffusersfansfilters | GrillesanddiffusersPaintedMetal | LocalandspecialventilationGrillesdiffusersfansfilters
5.7 | VENTILATION SYSTEMS (VS) | 5.7.2 | Local and special ventilation | 5.7.2.M.13 | Grilles, diffusers, fans, filters | Slot Diffusers | Localandspecialventilation | Grillesdiffusersfansfilters | SlotDiffusers | LocalandspecialventilationGrillesdiffusersfansfilters
5.7 | VENTILATION SYSTEMS (VS) | 5.7.2 | Local and special ventilation | 5.7.2.M.14 | Instrumentation and controls | Controller - Ventilation | Localandspecialventilation | Instrumentationandcontrols | ControllerVentilation | LocalandspecialventilationInstrumentationandcontrols
5.7 | VENTILATION SYSTEMS (VS) | 5.7.2 | Local and special ventilation | 5.7.2.M.14 | Instrumentation and controls | PIR - Fan | Localandspecialventilation | Instrumentationandcontrols | PIRFan | LocalandspecialventilationInstrumentationandcontrols
5.7 | VENTILATION SYSTEMS (VS) | 5.7.2 | Local and special ventilation | 5.7.2.M.2 | Kitchen ventilation | Kitchen Hood extract | Localandspecialventilation | Kitchenventilation | KitchenHoodextract | LocalandspecialventilationKitchenventilation
5.7 | VENTILATION SYSTEMS (VS) | 5.7.2 | Local and special ventilation | 5.7.2.M.3 | Safety cabinet and fume cupboard extracts | Downflow Cabinet | Localandspecialventilation | Safetycabinetandfumecupboardextracts | DownflowCabinet | LocalandspecialventilationSafetycabinetandfumecupboardextracts
5.7 | VENTILATION SYSTEMS (VS) | 5.7.2 | Local and special ventilation | 5.7.2.M.4 | Fume extracts | Fume Cupboard | Localandspecialventilation | Fumeextracts | FumeCupboard | LocalandspecialventilationFumeextracts
5.7 | VENTILATION SYSTEMS (VS) | 5.7.2 | Local and special ventilation | 5.7.2.M.5 | Dust collection | Dust Collection Unit | Localandspecialventilation | Dustcollection | DustCollectionUnit | LocalandspecialventilationDustcollection
5.7 | VENTILATION SYSTEMS (VS) | 5.7.2 | Local and special ventilation | 5.7.2.M.8 | Fans | Fan - 2 Stage Axial | Localandspecialventilation | Fans | Fan2StageAxial | LocalandspecialventilationFans
5.7 | VENTILATION SYSTEMS (VS) | 5.7.2 | Local and special ventilation | 5.7.2.M.8 | Fans | Fan - Axial | Localandspecialventilation | Fans | FanAxial | LocalandspecialventilationFans
5.7 | VENTILATION SYSTEMS (VS) | 5.7.2 | Local and special ventilation | 5.7.2.M.8 | Fans | Fan - Roof Mounted | Localandspecialventilation | Fans | FanRoofMounted | LocalandspecialventilationFans
5.7 | VENTILATION SYSTEMS (VS) | 5.7.2 | Local and special ventilation | 5.7.2.M.9 | Rotating ventilators | Rotating Ventilators | Localandspecialventilation | Rotatingventilators | RotatingVentilators | LocalandspecialventilationRotatingventilators
5.7 | VENTILATION SYSTEMS (VS) | 5.7.2 | Local and special ventilation | 5.7.2.M.6 | Anaesthetic gas extract | Anaesthetic gas extract | Localandspecialventilation | Anaestheticgasextract | Anaestheticgasextract | LocalandspecialventilationAnaestheticgasextract
5.7 | VENTILATION SYSTEMS (VS) | 5.7.2 | Local and special ventilation | 5.7.2.M.7 | Cyclone systems | Cyclone systems | Localandspecialventilation | Cyclonesystems | Cyclonesystems | LocalandspecialventilationCyclonesystems
5.1 | SANITARY INSTALLATIONS (SI) | 5.10.1 | Lifts and enclosed hoists | 5.10.1.M.1 | Lifts | Lifts - Electric Traction | Liftsandenclosedhoists | Lifts | LiftsElectricTraction | LiftsandenclosedhoistsLifts
5.1 | SANITARY INSTALLATIONS (SI) | 5.10.1 | Lifts and enclosed hoists | 5.10.1.M.1 | Lifts | Lifts - Hydraulic | Liftsandenclosedhoists | Lifts | LiftsHydraulic | LiftsandenclosedhoistsLifts
5.1 | SANITARY INSTALLATIONS (SI) | 5.10.1 | Lifts and enclosed hoists | 5.10.1.M.1 | Lifts | Lifts - Pulley | Liftsandenclosedhoists | Lifts | LiftsPulley | LiftsandenclosedhoistsLifts
5.1 | SANITARY INSTALLATIONS (SI) | 5.10.1 | Lifts and enclosed hoists | 5.10.1.M.2 | Fire fighting lifts | Lifts - Fire Fighters | Liftsandenclosedhoists | Firefightinglifts | LiftsFireFighters | LiftsandenclosedhoistsFirefightinglifts
5.1 | SANITARY INSTALLATIONS (SI) | 5.10.1 | Lifts and enclosed hoists | 5.10.1.M.3 | Wall climbing lifts | Lifts - Wall Climbing | Liftsandenclosedhoists | Wallclimbinglifts | LiftsWallClimbing | LiftsandenclosedhoistsWallclimbinglifts
5.1 | SANITARY INSTALLATIONS (SI) | 5.10.1 | Lifts and enclosed hoists | 5.10.1.M.4 | Gantries | Atrium Gantry | Liftsandenclosedhoists | Gantries | AtriumGantry | LiftsandenclosedhoistsGantries
5.1 | SANITARY INSTALLATIONS (SI) | 5.10.1 | Lifts and enclosed hoists | 5.10.1.M.5 | Lift Controls | Controller - Lift | Liftsandenclosedhoists | LiftControls | ControllerLift | LiftsandenclosedhoistsLiftControls
5.1 | SANITARY INSTALLATIONS (SI) | 5.10.1 | Lifts and enclosed hoists | 5.10.1.M.5 | Lift Controls | Emergency Shut Off - Lift | Liftsandenclosedhoists | LiftControls | EmergencyShutOffLift | LiftsandenclosedhoistsLiftControls
5.1 | SANITARY INSTALLATIONS (SI) | 5.10.1 | Lifts and enclosed hoists | 5.10.1.M.5 | Lift Controls | Controller - Lift | Liftsandenclosedhoists | LiftControls | ControllerLift | LiftsandenclosedhoistsLiftControls
5.1 | SANITARY INSTALLATIONS (SI) | 5.10.1 | Lifts and enclosed hoists | 5.10.1.M.6 | Hoists | Dumb Waiter | Liftsandenclosedhoists | Hoists | DumbWaiter | LiftsandenclosedhoistsHoists
5.1 | SANITARY INSTALLATIONS (SI) | 5.10.1 | Lifts and enclosed hoists | 5.10.1.M.6 | Hoists | Complete hoist installation | Liftsandenclosedhoists | Hoists | Completehoistinstallation | LiftsandenclosedhoistsHoists
5.1 | SANITARY INSTALLATIONS (SI) | 5.10.10 | Other transport systems | 5.10.10.M.1 | Paternoster lifts | Paternoster lifts | Othertransportsystems | Paternosterlifts | Paternosterlifts | OthertransportsystemsPaternosterlifts
5.1 | SANITARY INSTALLATIONS (SI) | 5.10.10 | Other transport systems | 5.10.10.M.2 | Hoists for moving people with disability | Hoists for moving people with disability | Othertransportsystems | Hoistsformovingpeoplewithdisability | Hoistsformovingpeoplewithdisability | OthertransportsystemsHoistsformovingpeoplewithdisability
5.1 | SANITARY INSTALLATIONS (SI) | 5.10.10 | Other transport systems | 5.10.10.M.3 | Other transport systems | Other transport systems | Othertransportsystems | Othertransportsystems | Othertransportsystems | OthertransportsystemsOthertransportsystems
5.1 | SANITARY INSTALLATIONS (SI) | 5.10.10 | Other transport systems | 5.10.10.M.4 | Control components | Control components | Othertransportsystems | Controlcomponents | Controlcomponents | OthertransportsystemsControlcomponents
5.1 | SANITARY INSTALLATIONS (SI) | 5.10.2 | Escalators | 5.10.2.M.1 | Escalator | Escalator | Escalators | Escalator | Escalator | EscalatorsEscalator
5.1 | SANITARY INSTALLATIONS (SI) | 5.10.2 | Escalators | 5.10.2.M.2 | Ancillary components | Ancillary components - Under step lighting | Escalators | Ancillarycomponents | AncillarycomponentsUndersteplighting | EscalatorsAncillarycomponents
5.1 | SANITARY INSTALLATIONS (SI) | 5.10.2 | Escalators | 5.10.2.M.2 | Ancillary components | Ancillary components - Under handrail lighting | Escalators | Ancillarycomponents | AncillarycomponentsUnderhandraillighting | EscalatorsAncillarycomponents
5.1 | SANITARY INSTALLATIONS (SI) | 5.10.2 | Escalators | 5.10.2.M.2 | Ancillary components | Ancillary components - Balustrades | Escalators | Ancillarycomponents | AncillarycomponentsBalustrades | EscalatorsAncillarycomponents
5.1 | SANITARY INSTALLATIONS (SI) | 5.10.2 | Escalators | 5.10.2.M.2 | Ancillary components | Ancillary components - Cladding (to sides and soffits) | Escalators | Ancillarycomponents | AncillarycomponentsCladdingtosidesandsoffits | EscalatorsAncillarycomponents
5.1 | SANITARY INSTALLATIONS (SI) | 5.10.2 | Escalators | 5.10.2.M.2 | Ancillary components | Ancillary components - Chairs | Escalators | Ancillarycomponents | AncillarycomponentsChairs | EscalatorsAncillarycomponents
5.1 | SANITARY INSTALLATIONS (SI) | 5.10.2 | Escalators | 5.10.2.M.3 | Escalator Controls | Controls and electrical works | Escalators | EscalatorControls | Controlsandelectricalworks | EscalatorsEscalatorControls
5.1 | SANITARY INSTALLATIONS (SI) | 5.10.3 | Moving Pavements | 5.10.3.M.3 | Stair lifts | Stair lifts | MovingPavements | Stairlifts | Stairlifts | MovingPavementsStairlifts
5.1 | SANITARY INSTALLATIONS (SI) | 5.10.3 | Moving Pavements | 5.10.3.M.4 | Escalator Controls | Controls and electrical works | MovingPavements | EscalatorControls | Controlsandelectricalworks | MovingPavementsEscalatorControls
5.1 | SANITARY INSTALLATIONS (SI) | 5.10.4 | Powered stair lifts | 5.10.4.M.1 | Stair lifts | Lifts - Wheelchair | Poweredstairlifts | Stairlifts | LiftsWheelchair | PoweredstairliftsStairlifts
5.1 | SANITARY INSTALLATIONS (SI) | 5.10.4 | Powered stair lifts | 5.10.4.M.1 | Stair lifts | Stair Lift | Poweredstairlifts | Stairlifts | StairLift | PoweredstairliftsStairlifts
5.1 | SANITARY INSTALLATIONS (SI) | 5.10.4 | Powered stair lifts | 5.10.4.M.2 | Stair-lift Controls | Controls and electrical works | Poweredstairlifts | StairliftControls | Controlsandelectricalworks | PoweredstairliftsStairliftControls
5.1 | SANITARY INSTALLATIONS (SI) | 5.10.5 | Conveyors | 5.10.5.M.1 | Conveyor systems | Conveyor systems | Conveyors | Conveyorsystems | Conveyorsystems | ConveyorsConveyorsystems
5.1 | SANITARY INSTALLATIONS (SI) | 5.10.5 | Conveyors | 5.10.5.M.2 | Specialist conveyor systems | Specialist systems | Conveyors | Specialistconveyorsystems | Specialistsystems | ConveyorsSpecialistconveyorsystems
5.1 | SANITARY INSTALLATIONS (SI) | 5.10.5 | Conveyors | 5.10.5.M.3 | Controls components | Controls and electrical works | Conveyors | Controlscomponents | Controlsandelectricalworks | ConveyorsControlscomponents
5.1 | SANITARY INSTALLATIONS (SI) | 5.10.6 | Dock levellers and scissor lifts | 5.10.6.M.1 | Dock levellers | Loading Platforms | Docklevellersandscissorlifts | Docklevellers | LoadingPlatforms | DocklevellersandscissorliftsDocklevellers
5.1 | SANITARY INSTALLATIONS (SI) | 5.10.6 | Dock levellers and scissor lifts | 5.10.6.M.2 | Scissor lifts | Scissor Lift | Docklevellersandscissorlifts | Scissorlifts | ScissorLift | DocklevellersandscissorliftsScissorlifts
5.1 | SANITARY INSTALLATIONS (SI) | 5.10.6 | Dock levellers and scissor lifts | 5.10.6.M.3 | Dock Leveller Controls | Controls and electrical works | Docklevellersandscissorlifts | DockLevellerControls | Controlsandelectricalworks | DocklevellersandscissorliftsDockLevellerControls
5.1 | SANITARY INSTALLATIONS (SI) | 5.10.7 | Cranes and unenclosed hoists | 5.10.7.M.3 | Unenclosed Hoists and Cradles | Fork Lift | Cranesandunenclosedhoists | UnenclosedHoistsandCradles | ForkLift | CranesandunenclosedhoistsUnenclosedHoistsandCradles
5.1 | SANITARY INSTALLATIONS (SI) | 5.10.7 | Cranes and unenclosed hoists | 5.10.7.M.3 | Unenclosed Hoists and Cradles | Hoists & Cradles | Cranesandunenclosedhoists | UnenclosedHoistsandCradles | Hoists&Cradles | CranesandunenclosedhoistsUnenclosedHoistsandCradles
5.1 | SANITARY INSTALLATIONS (SI) | 5.10.7 | Cranes and unenclosed hoists | 5.10.7.M.3 | Unenclosed Hoists and Cradles | Lifting Beam | Cranesandunenclosedhoists | UnenclosedHoistsandCradles | LiftingBeam | CranesandunenclosedhoistsUnenclosedHoistsandCradles
5.1 | SANITARY INSTALLATIONS (SI) | 5.10.7 | Cranes and unenclosed hoists | 5.10.7.M.3 | Unenclosed Hoists and Cradles | Pallet Truck | Cranesandunenclosedhoists | UnenclosedHoistsandCradles | PalletTruck | CranesandunenclosedhoistsUnenclosedHoistsandCradles
5.1 | SANITARY INSTALLATIONS (SI) | 5.10.7 | Cranes and unenclosed hoists | 5.10.7.M.4 | Hoist controls | Controls and electrical works | Cranesandunenclosedhoists | Hoistcontrols | Controlsandelectricalworks | CranesandunenclosedhoistsHoistcontrols
5.1 | SANITARY INSTALLATIONS (SI) | 5.11.1 | Fire fighting systems | 5.11.1.M.1 | Fire Hose reels | Hose Reel Booster set | Firefightingsystems | FireHosereels | HoseReelBoosterset | FirefightingsystemsFireHosereels
5.1 | SANITARY INSTALLATIONS (SI) | 5.11.1 | Fire fighting systems | 5.11.1.M.1 | Fire Hose reels | Hose Reels | Firefightingsystems | FireHosereels | HoseReels | FirefightingsystemsFireHosereels
5.1 | SANITARY INSTALLATIONS (SI) | 5.11.1 | Fire fighting systems | 5.11.1.M.2 | Dry riser | Dry Riser (incl Landing Valves) | Firefightingsystems | Dryriser | DryRiserinclLandingValves | FirefightingsystemsDryriser
5.1 | SANITARY INSTALLATIONS (SI) | 5.11.1 | Fire fighting systems | 5.11.1.M.3 | Wet riser | Wet Riser incl Landing Valves | Firefightingsystems | Wetriser | WetRiserinclLandingValves | FirefightingsystemsWetriser
5.1 | SANITARY INSTALLATIONS (SI) | 5.11.1 | Fire fighting systems | 5.11.1.M.4 | Pipelines and fittings | Pipelines and fittings | Firefightingsystems | Pipelinesandfittings | Pipelinesandfittings | FirefightingsystemsPipelinesandfittings
5.1 | SANITARY INSTALLATIONS (SI) | 5.11.1 | Fire fighting systems | 5.11.1.M.4 | Pipelines and fittings | Pipelines and fittings - Pressure measurement sensor | Firefightingsystems | Pipelinesandfittings | PipelinesandfittingsPressuremeasurementsensor | FirefightingsystemsPipelinesandfittings
5.1 | SANITARY INSTALLATIONS (SI) | 5.11.1 | Fire fighting systems | 5.11.1.M.5 | Thermal insulation | Thermal insulation | Firefightingsystems | Thermalinsulation | Thermalinsulation | FirefightingsystemsThermalinsulation
5.1 | SANITARY INSTALLATIONS (SI) | 5.11.1 | Fire fighting systems | 5.11.1.M.6 | Control components | Control components | Firefightingsystems | Controlcomponents | Controlcomponents | FirefightingsystemsControlcomponents
5.1 | SANITARY INSTALLATIONS (SI) | 5.11.1 | Fire fighting systems | 5.11.1.M.7 | Fire and smoke protection curtains | Fire and smoke protection curtains | Firefightingsystems | Fireandsmokeprotectioncurtains | Fireandsmokeprotectioncurtains | FirefightingsystemsFireandsmokeprotectioncurtains
5.1 | SANITARY INSTALLATIONS (SI) | 5.11.2 | Fire suppression systems | 5.11.1.M.1 | Fire Hose reels | Sprinkler Booster set | Firesuppressionsystems | FireHosereels | SprinklerBoosterset | FiresuppressionsystemsFireHosereels
5.1 | SANITARY INSTALLATIONS (SI) | 5.11.2 | Fire suppression systems | 5.11.1.M.1 | Fire Hose reels | Sprinkler System - Alternate | Firesuppressionsystems | FireHosereels | SprinklerSystemAlternate | FiresuppressionsystemsFireHosereels
5.1 | SANITARY INSTALLATIONS (SI) | 5.11.2 | Fire suppression systems | 5.11.2.M.1 | Sprinkler system | Kitchen Hood Fire Supression | Firesuppressionsystems | Sprinklersystem | KitchenHoodFireSupression | FiresuppressionsystemsSprinklersystem
5.1 | SANITARY INSTALLATIONS (SI) | 5.11.2 | Fire suppression systems | 5.11.2.M.1 | Sprinkler system | Sprinkler System - Wet | Firesuppressionsystems | Sprinklersystem | SprinklerSystemWet | FiresuppressionsystemsSprinklersystem
5.1 | SANITARY INSTALLATIONS (SI) | 5.11.2 | Fire suppression systems | 5.11.2.M.2 | Deluge system | Sprinkler System - Deluge | Firesuppressionsystems | Delugesystem | SprinklerSystemDeluge | FiresuppressionsystemsDelugesystem
5.1 | SANITARY INSTALLATIONS (SI) | 5.11.2 | Fire suppression systems | 5.11.2.M.3 | Gas Fire Fighting Injection | Gas Injection System | Firesuppressionsystems | GasFireFightingInjection | GasInjectionSystem | FiresuppressionsystemsGasFireFightingInjection
5.1 | SANITARY INSTALLATIONS (SI) | 5.11.2 | Fire suppression systems | 5.11.2.M.4 | Foam Dispensing Fire Fighting System | Foam Dispensing System | Firesuppressionsystems | FoamDispensingFireFightingSystem | FoamDispensingSystem | FiresuppressionsystemsFoamDispensingFireFightingSystem
5.1 | SANITARY INSTALLATIONS (SI) | 5.11.2 | Fire suppression systems | 5.11.2.M.6 | Tanks | Water Storage Tanks - Fibreglass | Firesuppressionsystems | Tanks | WaterStorageTanksFibreglass | FiresuppressionsystemsTanks
5.1 | SANITARY INSTALLATIONS (SI) | 5.11.2 | Fire suppression systems | 5.11.2.M.6 | Tanks | Water Storage Tanks - Galvanised Metal | Firesuppressionsystems | Tanks | WaterStorageTanksGalvanisedMetal | FiresuppressionsystemsTanks
5.1 | SANITARY INSTALLATIONS (SI) | 5.11.2 | Fire suppression systems | 5.11.2.M.6 | Tanks | Water Storage Tanks - GRP | Firesuppressionsystems | Tanks | WaterStorageTanksGRP | FiresuppressionsystemsTanks
5.1 | SANITARY INSTALLATIONS (SI) | 5.11.2 | Fire suppression systems | 5.11.2.M.6 | Tanks | Water Storage Tanks - Polypropylene | Firesuppressionsystems | Tanks | WaterStorageTanksPolypropylene | FiresuppressionsystemsTanks
5.1 | SANITARY INSTALLATIONS (SI) | 5.11.2 | Fire suppression systems | 5.11.2.M.5 | Pipelines and fittings | Pipelines and fittings | Firesuppressionsystems | Pipelinesandfittings | Pipelinesandfittings | FiresuppressionsystemsPipelinesandfittings
5.1 | SANITARY INSTALLATIONS (SI) | 5.11.2 | Fire suppression systems | 5.11.2.M.7 | Thermal insulation | Thermal insulation | Firesuppressionsystems | Thermalinsulation | Thermalinsulation | FiresuppressionsystemsThermalinsulation
5.1 | SANITARY INSTALLATIONS (SI) | 5.11.2 | Fire suppression systems | 5.11.2.M.8 | Control components | Control components | Firesuppressionsystems | Controlcomponents | Controlcomponents | FiresuppressionsystemsControlcomponents
5.1 | SANITARY INSTALLATIONS (SI) | 5.11.3 | Lightning protection | 5.11.3.M.1 | Lightning protection | Lightning protection and other tape based systems | Lightningprotection | Lightningprotection | Lightningprotectionandothertapebasedsystems | LightningprotectionLightningprotection
5.1 | SANITARY INSTALLATIONS (SI) | 5.11.3 | Lightning protection | 5.11.3.M.1 | Lightning protection | Lightning conductor & earth protection | Lightningprotection | Lightningprotection | Lightningconductor&earthprotection | LightningprotectionLightningprotection
5.1 | SANITARY INSTALLATIONS (SI) | 5.11.3 | Lightning protection | 5.11.3.M.1 | Lightning protection | Finials. | Lightningprotection | Lightningprotection | Finials | LightningprotectionLightningprotection
5.1 | SANITARY INSTALLATIONS (SI) | 5.11.3 | Lightning protection | 5.11.3.M.1 | Lightning protection | Conductor tapes. | Lightningprotection | Lightningprotection | Conductortapes | LightningprotectionLightningprotection
5.1 | SANITARY INSTALLATIONS (SI) | 5.11.3 | Lightning protection | 5.11.3.M.1 | Lightning protection | Grounding/ earthing | Lightningprotection | Lightningprotection | Groundingearthing | LightningprotectionLightningprotection
5.1 | SANITARY INSTALLATIONS (SI) | 5.12.1 | Communication systems | 5.12.1.M.2 | Data transmission systems | Computer networking, modems etc | Communicationsystems | Datatransmissionsystems | Computernetworkingmodemsetc | CommunicationsystemsDatatransmissionsystems
5.1 | SANITARY INSTALLATIONS (SI) | 5.12.1 | Communication systems | 5.12.1.M.2 | Data transmission systems | Multiplexes data terminals | Communicationsystems | Datatransmissionsystems | Multiplexesdataterminals | CommunicationsystemsDatatransmissionsystems
5.1 | SANITARY INSTALLATIONS (SI) | 5.12.1 | Communication systems | 5.12.1.M.2 | Data transmission systems | data bus systems | Communicationsystems | Datatransmissionsystems | databussystems | CommunicationsystemsDatatransmissionsystems
5.1 | SANITARY INSTALLATIONS (SI) | 5.12.1 | Communication systems | 5.12.1.M.3 | Paging and emergency call systems | Deaf Alerter | Communicationsystems | Pagingandemergencycallsystems | DeafAlerter | CommunicationsystemsPagingandemergencycallsystems
5.1 | SANITARY INSTALLATIONS (SI) | 5.12.1 | Communication systems | 5.12.1.M.3 | Paging and emergency call systems | Disabled Alarm - Refuge | Communicationsystems | Pagingandemergencycallsystems | DisabledAlarmRefuge | CommunicationsystemsPagingandemergencycallsystems
5.1 | SANITARY INSTALLATIONS (SI) | 5.12.1 | Communication systems | 5.12.1.M.3 | Paging and emergency call systems | Disabled Alarm - Toilet | Communicationsystems | Pagingandemergencycallsystems | DisabledAlarmToilet | CommunicationsystemsPagingandemergencycallsystems
5.1 | SANITARY INSTALLATIONS (SI) | 5.12.1 | Communication systems | 5.12.1.M.3 | Paging and emergency call systems | Aerials, radio and paging equipment | Communicationsystems | Pagingandemergencycallsystems | Aerialsradioandpagingequipment | CommunicationsystemsPagingandemergencycallsystems
5.1 | SANITARY INSTALLATIONS (SI) | 5.12.1 | Communication systems | 5.12.1.M.3 | Paging and emergency call systems | Emergency call buttons, pull cords etc | Communicationsystems | Pagingandemergencycallsystems | Emergencycallbuttonspullcordsetc | CommunicationsystemsPagingandemergencycallsystems
5.1 | SANITARY INSTALLATIONS (SI) | 5.12.1 | Communication systems | 5.12.1.M.3 | Paging and emergency call systems | Personal Receivers | Communicationsystems | Pagingandemergencycallsystems | PersonalReceivers | CommunicationsystemsPagingandemergencycallsystems
5.1 | SANITARY INSTALLATIONS (SI) | 5.12.1 | Communication systems | 5.12.1.M.4 | Public Address System | Hearing Loop Systems - Induction Type | Communicationsystems | PublicAddressSystem | HearingLoopSystemsInductionType | CommunicationsystemsPublicAddressSystem
5.1 | SANITARY INSTALLATIONS (SI) | 5.12.1 | Communication systems | 5.12.1.M.4 | Public Address System | Hearing Loop Systems - Infra Red Type | Communicationsystems | PublicAddressSystem | HearingLoopSystemsInfraRedType | CommunicationsystemsPublicAddressSystem
5.1 | SANITARY INSTALLATIONS (SI) | 5.12.1 | Communication systems | 5.12.1.M.4 | Public Address System | Public Address System | Communicationsystems | PublicAddressSystem | PublicAddressSystem | CommunicationsystemsPublicAddressSystem
5.1 | SANITARY INSTALLATIONS (SI) | 5.12.1 | Communication systems | 5.12.1.M.4 | Public Address System | Background noise systems | Communicationsystems | PublicAddressSystem | Backgroundnoisesystems | CommunicationsystemsPublicAddressSystem
5.1 | SANITARY INSTALLATIONS (SI) | 5.12.1 | Communication systems | 5.12.1.M.4 | Public Address System | Microphones, amplifiers and speakers | Communicationsystems | PublicAddressSystem | Microphonesamplifiersandspeakers | CommunicationsystemsPublicAddressSystem
5.1 | SANITARY INSTALLATIONS (SI) | 5.12.1 | Communication systems | 5.12.1.M.4 | Public Address System | Indicator boards | Communicationsystems | PublicAddressSystem | Indicatorboards | CommunicationsystemsPublicAddressSystem
5.1 | SANITARY INSTALLATIONS (SI) | 5.12.1 | Communication systems | 5.12.1.M.6 | Projection systems | Cinematographic Equipment | Communicationsystems | Projectionsystems | CinematographicEquipment | CommunicationsystemsProjectionsystems
5.1 | SANITARY INSTALLATIONS (SI) | 5.12.1 | Communication systems | 5.12.1.M.6 | Projection systems | Rolling Ticker Tape Display | Communicationsystems | Projectionsystems | RollingTickerTapeDisplay | CommunicationsystemsProjectionsystems
5.1 | SANITARY INSTALLATIONS (SI) | 5.12.1 | Communication systems | 5.12.1.M.6 | Projection systems | Fixed and portable projectors | Communicationsystems | Projectionsystems | Fixedandportableprojectors | CommunicationsystemsProjectionsystems
5.1 | SANITARY INSTALLATIONS (SI) | 5.12.1 | Communication systems | 5.12.1.M.6 | Projection systems | Screens & back projection equipment | Communicationsystems | Projectionsystems | Screens&backprojectionequipment | CommunicationsystemsProjectionsystems
5.1 | SANITARY INSTALLATIONS (SI) | 5.12.1 | Communication systems | 5.12.1.M.6 | Projection systems | Sound equipment | Communicationsystems | Projectionsystems | Soundequipment | CommunicationsystemsProjectionsystems
5.1 | SANITARY INSTALLATIONS (SI) | 5.12.1 | Communication systems | 5.12.1.M.7 | Fire detection and alarm systems | Fire Alarm Local Display Warning Panel | Communicationsystems | Firedetectionandalarmsystems | FireAlarmLocalDisplayWarningPanel | CommunicationsystemsFiredetectionandalarmsystems
5.1 | SANITARY INSTALLATIONS (SI) | 5.12.1 | Communication systems | 5.12.1.M.7 | Fire detection and alarm systems | Fire Alarm Panel | Communicationsystems | Firedetectionandalarmsystems | FireAlarmPanel | CommunicationsystemsFiredetectionandalarmsystems
5.1 | SANITARY INSTALLATIONS (SI) | 5.12.1 | Communication systems | 5.12.1.M.7 | Fire detection and alarm systems | Fire Alarm Repeater Panel | Communicationsystems | Firedetectionandalarmsystems | FireAlarmRepeaterPanel | CommunicationsystemsFiredetectionandalarmsystems
5.1 | SANITARY INSTALLATIONS (SI) | 5.12.1 | Communication systems | 5.12.1.M.7 | Fire detection and alarm systems | Fire Alarm Wiring | Communicationsystems | Firedetectionandalarmsystems | FireAlarmWiring | CommunicationsystemsFiredetectionandalarmsystems
5.1 | SANITARY INSTALLATIONS (SI) | 5.12.1 | Communication systems | 5.12.1.M.7 | Fire detection and alarm systems | Carbon Dioxide Sensor | Communicationsystems | Firedetectionandalarmsystems | CarbonDioxideSensor | CommunicationsystemsFiredetectionandalarmsystems
5.1 | SANITARY INSTALLATIONS (SI) | 5.12.1 | Communication systems | 5.12.1.M.8 | Smoke detection | Heat Detectors | Communicationsystems | Smokedetection | HeatDetectors | CommunicationsystemsSmokedetection
5.1 | SANITARY INSTALLATIONS (SI) | 5.12.1 | Communication systems | 5.12.1.M.8 | Smoke detection | PIR - Intruder | Communicationsystems | Smokedetection | PIRIntruder | CommunicationsystemsSmokedetection
5.1 | SANITARY INSTALLATIONS (SI) | 5.12.1 | Communication systems | 5.12.1.M.8 | Smoke detection | Smoke Detector - Infrared Beam | Communicationsystems | Smokedetection | SmokeDetectorInfraredBeam | CommunicationsystemsSmokedetection
5.1 | SANITARY INSTALLATIONS (SI) | 5.12.1 | Communication systems | 5.12.1.M.8 | Smoke detection | Smoke Detectors | Communicationsystems | Smokedetection | SmokeDetectors | CommunicationsystemsSmokedetection
5.1 | SANITARY INSTALLATIONS (SI) | 5.12.1 | Communication systems | 5.12.1.M.9 | Liquid detection alarms | Leak Detection | Communicationsystems | Liquiddetectionalarms | LeakDetection | CommunicationsystemsLiquiddetectionalarms
5.1 | SANITARY INSTALLATIONS (SI) | 5.12.1 | Communication systems | 5.12.1.M.10 | Clock | Clock | Communicationsystems | Clock | Clock | CommunicationsystemsClock
5.1 | SANITARY INSTALLATIONS (SI) | 5.12.1 | Communication systems | 5.12.1.M.12 | Television systems | Aerial and Dish | Communicationsystems | Televisionsystems | AerialandDish | CommunicationsystemsTelevisionsystems
5.1 | SANITARY INSTALLATIONS (SI) | 5.12.1 | Communication systems | 5.12.1.M.14 | Other communication systems | Batteries - Unsealed | Communicationsystems | Othercommunicationsystems | BatteriesUnsealed | CommunicationsystemsOthercommunicationsystems
5.1 | SANITARY INSTALLATIONS (SI) | 5.12.1 | Communication systems | 5.12.1.M.14 | Other communication systems | Battery Charger | Communicationsystems | Othercommunicationsystems | BatteryCharger | CommunicationsystemsOthercommunicationsystems
5.1 | SANITARY INSTALLATIONS (SI) | 5.12.1 | Communication systems | 5.12.1.M.14 | Other communication systems | Lone Working System | Communicationsystems | Othercommunicationsystems | LoneWorkingSystem | CommunicationsystemsOthercommunicationsystems
5.1 | SANITARY INSTALLATIONS (SI) | 5.12.1 | Communication systems | 5.12.1.M.14 | Other communication systems | Radios | Communicationsystems | Othercommunicationsystems | Radios | CommunicationsystemsOthercommunicationsystems
5.1 | SANITARY INSTALLATIONS (SI) | 5.12.1 | Communication systems | 5.12.1.M.14 | Other communication systems | TV Monitors | Communicationsystems | Othercommunicationsystems | TVMonitors | CommunicationsystemsOthercommunicationsystems
5.1 | SANITARY INSTALLATIONS (SI) | 5.12.1 | Communication systems | 5.12.1.M.1 | Telecommunication systems | General communication and PA systems | Communicationsystems | Telecommunicationsystems | GeneralcommunicationandPAsystems | CommunicationsystemsTelecommunicationsystems
5.1 | SANITARY INSTALLATIONS (SI) | 5.12.1 | Communication systems | 5.12.1.M.5 | Radio systems | Radio systems | Communicationsystems | Radiosystems | Radiosystems | CommunicationsystemsRadiosystems
5.1 | SANITARY INSTALLATIONS (SI) | 5.12.1 | Communication systems | 5.12.1.M.11 | Radios | Radios | Communicationsystems | Radios | Radios | CommunicationsystemsRadios
5.1 | SANITARY INSTALLATIONS (SI) | 5.12.2 | Security systems | 5.12.2.M.1 | Surveillance equipment | Security Cameras - PTZ | Securitysystems | Surveillanceequipment | SecurityCamerasPTZ | SecuritysystemsSurveillanceequipment
5.1 | SANITARY INSTALLATIONS (SI) | 5.12.2 | Security systems | 5.12.2.M.1 | Surveillance equipment | Security Cameras - PTZ Dome | Securitysystems | Surveillanceequipment | SecurityCamerasPTZDome | SecuritysystemsSurveillanceequipment
5.1 | SANITARY INSTALLATIONS (SI) | 5.12.2 | Security systems | 5.12.2.M.1 | Surveillance equipment | Security Cameras - Static | Securitysystems | Surveillanceequipment | SecurityCamerasStatic | SecuritysystemsSurveillanceequipment
5.1 | SANITARY INSTALLATIONS (SI) | 5.12.2 | Security systems | 5.12.2.M.1 | Surveillance equipment | Security Cameras - Static Dome | Securitysystems | Surveillanceequipment | SecurityCamerasStaticDome | SecuritysystemsSurveillanceequipment
5.1 | SANITARY INSTALLATIONS (SI) | 5.12.2 | Security systems | 5.12.2.M.1 | Surveillance equipment | Surveillance equipment (e.g. CCTV) | Securitysystems | Surveillanceequipment | SurveillanceequipmentegCCTV | SecuritysystemsSurveillanceequipment
5.1 | SANITARY INSTALLATIONS (SI) | 5.12.2 | Security systems | 5.12.2.M.2 | Security detection equipment | Electric Locking | Securitysystems | Securitydetectionequipment | ElectricLocking | SecuritysystemsSecuritydetectionequipment
5.1 | SANITARY INSTALLATIONS (SI) | 5.12.2 | Security systems | 5.12.2.M.2 | Security detection equipment | Intruder Alarm | Securitysystems | Securitydetectionequipment | IntruderAlarm | SecuritysystemsSecuritydetectionequipment
5.1 | SANITARY INSTALLATIONS (SI) | 5.12.2 | Security systems | 5.12.2.M.2 | Security detection equipment | Metal Detector Portal | Securitysystems | Securitydetectionequipment | MetalDetectorPortal | SecuritysystemsSecuritydetectionequipment
5.1 | SANITARY INSTALLATIONS (SI) | 5.12.2 | Security systems | 5.12.2.M.2 | Security detection equipment | Panic Alarm | Securitysystems | Securitydetectionequipment | PanicAlarm | SecuritysystemsSecuritydetectionequipment
5.1 | SANITARY INSTALLATIONS (SI) | 5.12.2 | Security systems | 5.12.2.M.2 | Security detection equipment | RedCARE' system or similar | Securitysystems | Securitydetectionequipment | RedCARE'systemorsimilar | SecuritysystemsSecuritydetectionequipment
5.1 | SANITARY INSTALLATIONS (SI) | 5.12.2 | Security systems | 5.12.2.M.2 | Security detection equipment | Security detection equipment | Securitysystems | Securitydetectionequipment | Securitydetectionequipment | SecuritysystemsSecuritydetectionequipment
5.1 | SANITARY INSTALLATIONS (SI) | 5.12.2 | Security systems | 5.12.2.M.2 | Security detection equipment | X Ray Machine | Securitysystems | Securitydetectionequipment | XRayMachine | SecuritysystemsSecuritydetectionequipment
5.1 | SANITARY INSTALLATIONS (SI) | 5.12.2 | Security systems | 5.12.2.M.3 | Security alarm equipment | Tamper Alarms | Securitysystems | Securityalarmequipment | TamperAlarms | SecuritysystemsSecurityalarmequipment
5.1 | SANITARY INSTALLATIONS (SI) | 5.12.2 | Security systems | 5.12.2.M.5 | Burglar and security alarms | Burglar and security alarms | Securitysystems | Burglarandsecurityalarms | Burglarandsecurityalarms | SecuritysystemsBurglarandsecurityalarms
5.1 | SANITARY INSTALLATIONS (SI) | 5.12.2 | Security systems | 5.12.2.M.6 | Door entry systems | Access Control - Video Comm | Securitysystems | Doorentrysystems | AccessControlVideoComm | SecuritysystemsDoorentrysystems
5.1 | SANITARY INSTALLATIONS (SI) | 5.12.2 | Security systems | 5.12.2.M.6 | Door entry systems | Intercom | Securitysystems | Doorentrysystems | Intercom | SecuritysystemsDoorentrysystems
5.1 | SANITARY INSTALLATIONS (SI) | 5.12.2 | Security systems | 5.12.2.M.7 | Security lights and lighting systems | Security Lighting | Securitysystems | Securitylightsandlightingsystems | SecurityLighting | SecuritysystemsSecuritylightsandlightingsystems
5.1 | SANITARY INSTALLATIONS (SI) | 5.12.2 | Security systems | 5.12.2.M.4 | Access Control systems | Access Control - Fob or Card | Securitysystems | AccessControlsystems | AccessControlFoborCard | SecuritysystemsAccessControlsystems
5.1 | SANITARY INSTALLATIONS (SI) | 5.12.2 | Security systems | 5.12.2.M.4 | Access Control systems | Access Control - Keypad | Securitysystems | AccessControlsystems | AccessControlKeypad | SecuritysystemsAccessControlsystems
5.1 | SANITARY INSTALLATIONS (SI) | 5.12.3 | Central control / building management systems | 5.12.3.M.2 | BMS Central operating station systems | BMS - Central operating station | Centralcontrolbuildingmanagementsystems | BMSCentraloperatingstationsystems | BMSCentraloperatingstation | CentralcontrolbuildingmanagementsystemsBMSCentraloperatingstationsystems
5.1 | SANITARY INSTALLATIONS (SI) | 5.12.3 | Central control / building management systems | 5.12.3.M.2 | BMS Central operating station systems | BMS - Automatic Lighting Control System | Centralcontrolbuildingmanagementsystems | BMSCentraloperatingstationsystems | BMSAutomaticLightingControlSystem | CentralcontrolbuildingmanagementsystemsBMSCentraloperatingstationsystems
5.1 | SANITARY INSTALLATIONS (SI) | 5.12.3 | Central control / building management systems | 5.12.3.M.2 | BMS Central operating station systems | BMS - Communications | Centralcontrolbuildingmanagementsystems | BMSCentraloperatingstationsystems | BMSCommunications | CentralcontrolbuildingmanagementsystemsBMSCentraloperatingstationsystems
5.1 | SANITARY INSTALLATIONS (SI) | 5.12.3 | Central control / building management systems | 5.12.3.M.2 | BMS Central operating station systems | BMS - Software functions. | Centralcontrolbuildingmanagementsystems | BMSCentraloperatingstationsystems | BMSSoftwarefunctions | CentralcontrolbuildingmanagementsystemsBMSCentraloperatingstationsystems
5.1 | SANITARY INSTALLATIONS (SI) | 5.12.3 | Central control / building management systems | 5.12.3.M.2 | BMS Central operating station systems | BMS - Sensors | Centralcontrolbuildingmanagementsystems | BMSCentraloperatingstationsystems | BMSSensors | CentralcontrolbuildingmanagementsystemsBMSCentraloperatingstationsystems
5.1 | SANITARY INSTALLATIONS (SI) | 5.12.3 | Central control / building management systems | 5.12.3.M.2 | BMS Central operating station systems | BMS - Actuators | Centralcontrolbuildingmanagementsystems | BMSCentraloperatingstationsystems | BMSActuators | CentralcontrolbuildingmanagementsystemsBMSCentraloperatingstationsystems
5.1 | SANITARY INSTALLATIONS (SI) | 5.12.3 | Central control / building management systems | 5.12.3.M.4 | Controlling terminal units and switches | Plant Controller | Centralcontrolbuildingmanagementsystems | Controllingterminalunitsandswitches | PlantController | CentralcontrolbuildingmanagementsystemsControllingterminalunitsandswitches
5.1 | SANITARY INSTALLATIONS (SI) | 5.12.3 | Central control / building management systems | 5.12.3.M.1 | Control Panels | Control Panels | Centralcontrolbuildingmanagementsystems | ControlPanels | ControlPanels | CentralcontrolbuildingmanagementsystemsControlPanels
5.1 | SANITARY INSTALLATIONS (SI) | 5.12.3 | Central control / building management systems | 5.12.3.M.5 | Control cabling and containment | Control cabling and containment | Centralcontrolbuildingmanagementsystems | Controlcablingandcontainment | Controlcablingandcontainment | CentralcontrolbuildingmanagementsystemsControlcablingandcontainment
5.1 | SANITARY INSTALLATIONS (SI) | 5.12.3 | Central control / building management systems | 5.12.3.M.6 | Compressed air and vacuum operating controls | Compressed air and vacuum operating controls | Centralcontrolbuildingmanagementsystems | Compressedairandvacuumoperatingcontrols | Compressedairandvacuumoperatingcontrols | CentralcontrolbuildingmanagementsystemsCompressedairandvacuumoperatingcontrols
5.1 | SANITARY INSTALLATIONS (SI) | 5.13.1 | Specialist piped supply systems | 5.13.1.M.1 | Medical and laboratory gas supply systems | Nitrogen Generator | Specialistpipedsupplysystems | Medicalandlaboratorygassupplysystems | NitrogenGenerator | SpecialistpipedsupplysystemsMedicalandlaboratorygassupplysystems
5.1 | SANITARY INSTALLATIONS (SI) | 5.13.1 | Specialist piped supply systems | 5.13.1.M.3 | Treated water systems | Treated water systems | Specialistpipedsupplysystems | Treatedwatersystems | Treatedwatersystems | SpecialistpipedsupplysystemsTreatedwatersystems
5.1 | SANITARY INSTALLATIONS (SI) | 5.13.1 | Specialist piped supply systems | 5.13.1.M.5 | Compressed air systems | Inter Cooler/After Cooler - Pnuematics | Specialistpipedsupplysystems | Compressedairsystems | InterCoolerAfterCoolerPnuematics | SpecialistpipedsupplysystemsCompressedairsystems
5.1 | SANITARY INSTALLATIONS (SI) | 5.13.1 | Specialist piped supply systems | 5.13.1.M.8 | Pipelines ancillaries and fittings | Pneumatic Pipework | Specialistpipedsupplysystems | Pipelinesancillariesandfittings | PneumaticPipework | SpecialistpipedsupplysystemsPipelinesancillariesandfittings
5.1 | SANITARY INSTALLATIONS (SI) | 5.13.1 | Specialist piped supply systems | 5.13.1.M.2 | Centralised vacuum cleaning systems | Centralised vacuum cleaning systems | Specialistpipedsupplysystems | Centralisedvacuumcleaningsystems | Centralisedvacuumcleaningsystems | SpecialistpipedsupplysystemsCentralisedvacuumcleaningsystems
5.1 | SANITARY INSTALLATIONS (SI) | 5.13.1 | Specialist piped supply systems | 5.13.1.M.6 | Vacuum systems | Vacuum systems | Specialistpipedsupplysystems | Vacuumsystems | Vacuumsystems | SpecialistpipedsupplysystemsVacuumsystems
5.1 | SANITARY INSTALLATIONS (SI) | 5.13.1 | Specialist piped supply systems | 5.13.1.M.7 | Other specialist piped supply systems | Other specialist piped supply systems | Specialistpipedsupplysystems | Otherspecialistpipedsupplysystems | Otherspecialistpipedsupplysystems | SpecialistpipedsupplysystemsOtherspecialistpipedsupplysystems
5.1 | SANITARY INSTALLATIONS (SI) | 5.13.1 | Specialist piped supply systems | 5.13.1.M.9 | Air duct lines, duct line ancillaries and fittings | Air duct lines, duct line ancillaries and fittings | Specialistpipedsupplysystems | Airductlinesductlineancillariesandfittings | Airductlinesductlineancillariesandfittings | SpecialistpipedsupplysystemsAirductlinesductlineancillariesandfittings
5.1 | SANITARY INSTALLATIONS (SI) | 5.13.1 | Specialist piped supply systems | 5.13.1.M.10 | Thermal insulation | Thermal insulation | Specialistpipedsupplysystems | Thermalinsulation | Thermalinsulation | SpecialistpipedsupplysystemsThermalinsulation
5.1 | SANITARY INSTALLATIONS (SI) | 5.13.1 | Specialist piped supply systems | 5.13.1.M.11 | Silencers and acoustic treatment. | Silencers and acoustic treatment. | Specialistpipedsupplysystems | Silencersandacoustictreatment | Silencersandacoustictreatment | SpecialistpipedsupplysystemsSilencersandacoustictreatment
5.1 | SANITARY INSTALLATIONS (SI) | 5.13.1 | Specialist piped supply systems | 5.13.1.M.12 | Control components | Control components | Specialistpipedsupplysystems | Controlcomponents | Controlcomponents | SpecialistpipedsupplysystemsControlcomponents
5.1 | SANITARY INSTALLATIONS (SI) | 5.13.2 | Specialist refrigeration systems | 5.13.2.M.3 | Other specialist refrigeration systems. | Fridge - Laboratory | Specialistrefrigerationsystems | Otherspecialistrefrigerationsystems | FridgeLaboratory | SpecialistrefrigerationsystemsOtherspecialistrefrigerationsystems
5.1 | SANITARY INSTALLATIONS (SI) | 5.13.2 | Specialist refrigeration systems | 5.13.2.M.3 | Other specialist refrigeration systems. | Ice Storage Tank | Specialistrefrigerationsystems | Otherspecialistrefrigerationsystems | IceStorageTank | SpecialistrefrigerationsystemsOtherspecialistrefrigerationsystems
5.1 | SANITARY INSTALLATIONS (SI) | 5.13.2 | Specialist refrigeration systems | 5.13.2.M.3 | Other specialist refrigeration systems. | Ultra Low Temp (Lab) Freezer | Specialistrefrigerationsystems | Otherspecialistrefrigerationsystems | UltraLowTempLabFreezer | SpecialistrefrigerationsystemsOtherspecialistrefrigerationsystems
5.1 | SANITARY INSTALLATIONS (SI) | 5.13.2 | Specialist refrigeration systems | 5.13.2.M.1 | Cold rooms | Cold rooms | Specialistrefrigerationsystems | Coldrooms | Coldrooms | SpecialistrefrigerationsystemsColdrooms
5.1 | SANITARY INSTALLATIONS (SI) | 5.13.2 | Specialist refrigeration systems | 5.13.2.M.2 | Ice pads | Ice pads | Specialistrefrigerationsystems | Icepads | Icepads | SpecialistrefrigerationsystemsIcepads
5.1 | SANITARY INSTALLATIONS (SI) | 5.13.4 | Specialist electrical/ electronic systems | 5.13.4.M.5 | Multi-room audio and video | Multi room audio and video | Specialistelectricalelectronicsystems | Multiroomaudioandvideo | Multiroomaudioandvideo | SpecialistelectricalelectronicsystemsMultiroomaudioandvideo
5.1 | SANITARY INSTALLATIONS (SI) | 5.13.4 | Specialist electrical/ electronic systems | 5.13.4.M.7 | Other specialist electrical and electronic systems | Autoclave | Specialistelectricalelectronicsystems | Otherspecialistelectricalandelectronicsystems | Autoclave | SpecialistelectricalelectronicsystemsOtherspecialistelectricalandelectronicsystems
5.1 | SANITARY INSTALLATIONS (SI) | 5.13.4 | Specialist electrical/ electronic systems | 5.13.4.M.7 | Other specialist electrical and electronic systems | Incubators | Specialistelectricalelectronicsystems | Otherspecialistelectricalandelectronicsystems | Incubators | SpecialistelectricalelectronicsystemsOtherspecialistelectricalandelectronicsystems
5.1 | SANITARY INSTALLATIONS (SI) | 5.13.4 | Specialist electrical/ electronic systems | 5.13.4.M.7 | Other specialist electrical and electronic systems | Oven - Laboratory | Specialistelectricalelectronicsystems | Otherspecialistelectricalandelectronicsystems | OvenLaboratory | SpecialistelectricalelectronicsystemsOtherspecialistelectricalandelectronicsystems
5.1 | SANITARY INSTALLATIONS (SI) | 5.13.4 | Specialist electrical/ electronic systems | 5.13.4.M.7 | Other specialist electrical and electronic systems | Steriliser | Specialistelectricalelectronicsystems | Otherspecialistelectricalandelectronicsystems | Steriliser | SpecialistelectricalelectronicsystemsOtherspecialistelectricalandelectronicsystems
5.1 | SANITARY INSTALLATIONS (SI) | 5.13.4 | Specialist electrical/ electronic systems | 5.13.4.M.3 | Television aerial and satellite systems | Television aerial and satellite systems | Specialistelectricalelectronicsystems | Televisionaerialandsatellitesystems | Televisionaerialandsatellitesystems | SpecialistelectricalelectronicsystemsTelevisionaerialandsatellitesystems
5.1 | SANITARY INSTALLATIONS (SI) | 5.13.4 | Specialist electrical/ electronic systems | 5.13.4.M.6 | Automated curtains and blinds | Automated curtains and blinds | Specialistelectricalelectronicsystems | Automatedcurtainsandblinds | Automatedcurtainsandblinds | SpecialistelectricalelectronicsystemsAutomatedcurtainsandblinds
5.1 | SANITARY INSTALLATIONS (SI) | 5.13.5 | Water features | (blank) | TBD | (blank) | Waterfeatures | TBD | blank | WaterfeaturesTBD
5.1 | SANITARY INSTALLATIONS (SI) | 5.13.5 | Water features | 5.13.5.M.1 | Water features | Water features | Waterfeatures | Waterfeatures | Waterfeatures | WaterfeaturesWaterfeatures
5.1 | SANITARY INSTALLATIONS (SI) | 5.13.5 | Water features | 5.13.5.M.2 | Water filtration equipment | Pond Filter | Waterfeatures | Waterfiltrationequipment | PondFilter | WaterfeaturesWaterfiltrationequipment
5.1 | SANITARY INSTALLATIONS (SI) | 5.13.5 | Water features | 5.13.5.M.3 | Nutrient treatment and equipment | Nutrient treatment and equipment | Waterfeatures | Nutrienttreatmentandequipment | Nutrienttreatmentandequipment | WaterfeaturesNutrienttreatmentandequipment
5.1 | SANITARY INSTALLATIONS (SI) | 5.13.5 | Water features | 5.13.5.M.4 | Control components | Control components | Waterfeatures | Controlcomponents | Controlcomponents | WaterfeaturesControlcomponents
5.7 | VENTILATION SYSTEMS (VS) | 5.7.3 | Smoke extract / control | 5.7.3.M.1 | Automatic smoke extract systems | Ductwork Smoke Dampers - Interated | Smokeextractcontrol | Automaticsmokeextractsystems | DuctworkSmokeDampersInterated | SmokeextractcontrolAutomaticsmokeextractsystems
5.7 | VENTILATION SYSTEMS (VS) | 5.7.3 | Smoke extract / control | 5.7.3.M.1 | Automatic smoke extract systems | Ductwork Smoke Dampers - Stand Alone | Smokeextractcontrol | Automaticsmokeextractsystems | DuctworkSmokeDampersStandAlone | SmokeextractcontrolAutomaticsmokeextractsystems
5.7 | VENTILATION SYSTEMS (VS) | 5.7.3 | Smoke extract / control | 5.7.3.M.1 | Automatic smoke extract systems | Fan - Smoke Extract | Smokeextractcontrol | Automaticsmokeextractsystems | FanSmokeExtract | SmokeextractcontrolAutomaticsmokeextractsystems
5.7 | VENTILATION SYSTEMS (VS) | 5.7.3 | Smoke extract / control | 5.7.3.M.1 | Automatic smoke extract systems | Smoke / Fire Curtain | Smokeextractcontrol | Automaticsmokeextractsystems | SmokeFireCurtain | SmokeextractcontrolAutomaticsmokeextractsystems
5.7 | VENTILATION SYSTEMS (VS) | 5.7.3 | Smoke extract / control | 5.7.3.M.1 | Automatic smoke extract systems | Smoke Relief Ventilators | Smokeextractcontrol | Automaticsmokeextractsystems | SmokeReliefVentilators | SmokeextractcontrolAutomaticsmokeextractsystems
5.7 | VENTILATION SYSTEMS (VS) | 5.7.3 | Smoke extract / control | 5.7.3.M.1 | Automatic smoke extract systems | Smoke Relief Ventilators - Powered | Smokeextractcontrol | Automaticsmokeextractsystems | SmokeReliefVentilatorsPowered | SmokeextractcontrolAutomaticsmokeextractsystems
5.7 | VENTILATION SYSTEMS (VS) | 5.7.3 | Smoke extract / control | 5.7.3.M.2 | Automatic smoke compartmentalisation systems | Automatic smoke compartmentalisation systems | Smokeextractcontrol | Automaticsmokecompartmentalisationsystems | Automaticsmokecompartmentalisationsystems | SmokeextractcontrolAutomaticsmokecompartmentalisationsystems
5.7 | VENTILATION SYSTEMS (VS) | 5.7.3 | Smoke extract / control | 5.7.3.M.3 | Fans | Fan units | Smokeextractcontrol | Fans | Fanunits | SmokeextractcontrolFans
5.7 | VENTILATION SYSTEMS (VS) | 5.7.3 | Smoke extract / control | 5.7.3.M.4 | Ductwork and fittings | Ductwork and fittings | Smokeextractcontrol | Ductworkandfittings | Ductworkandfittings | SmokeextractcontrolDuctworkandfittings
5.7 | VENTILATION SYSTEMS (VS) | 5.7.3 | Smoke extract / control | 5.7.3.M.5 | Grilles, diffusers, fans, filters | Grilles and diffusers - Aluminium | Smokeextractcontrol | Grillesdiffusersfansfilters | GrillesanddiffusersAluminium | SmokeextractcontrolGrillesdiffusersfansfilters
5.7 | VENTILATION SYSTEMS (VS) | 5.7.3 | Smoke extract / control | 5.7.3.M.6 | Grilles, diffusers, fans, filters | Grilles and diffusers - Painted Metal | Smokeextractcontrol | Grillesdiffusersfansfilters | GrillesanddiffusersPaintedMetal | SmokeextractcontrolGrillesdiffusersfansfilters
5.7 | VENTILATION SYSTEMS (VS) | 5.7.3 | Smoke extract / control | 5.7.3.M.7 | Instrumentation and controls | Instrumentation and control components | Smokeextractcontrol | Instrumentationandcontrols | Instrumentationandcontrolcomponents | SmokeextractcontrolInstrumentationandcontrols
5.8 | ELECTRICAL INSTALLATIONS (EI) | 5.8.1 | Electrical mains and sub-mains distribution | 5.8.1.M.1 | LV Distribution | Consumer Units | Electricalmainsandsubmainsdistribution | LVDistribution | ConsumerUnits | ElectricalmainsandsubmainsdistributionLVDistribution
5.8 | ELECTRICAL INSTALLATIONS (EI) | 5.8.1 | Electrical mains and sub-mains distribution | 5.8.1.M.1 | LV Distribution | Distributed Amplifier Unit | Electricalmainsandsubmainsdistribution | LVDistribution | DistributedAmplifierUnit | ElectricalmainsandsubmainsdistributionLVDistribution
5.8 | ELECTRICAL INSTALLATIONS (EI) | 5.8.1 | Electrical mains and sub-mains distribution | 5.8.1.M.1 | LV Distribution | Inverter | Electricalmainsandsubmainsdistribution | LVDistribution | Inverter | ElectricalmainsandsubmainsdistributionLVDistribution
5.8 | ELECTRICAL INSTALLATIONS (EI) | 5.8.1 | Electrical mains and sub-mains distribution | 5.8.1.M.1 | LV Distribution | LV Panel | Electricalmainsandsubmainsdistribution | LVDistribution | LVPanel | ElectricalmainsandsubmainsdistributionLVDistribution
5.8 | ELECTRICAL INSTALLATIONS (EI) | 5.8.1 | Electrical mains and sub-mains distribution | 5.8.1.M.1 | LV Distribution | PFC & MD Transformer | Electricalmainsandsubmainsdistribution | LVDistribution | PFC&MDTransformer | ElectricalmainsandsubmainsdistributionLVDistribution
5.8 | ELECTRICAL INSTALLATIONS (EI) | 5.8.1 | Electrical mains and sub-mains distribution | 5.8.1.M.1 | LV Distribution | Power Distribution Unit | Electricalmainsandsubmainsdistribution | LVDistribution | PowerDistributionUnit | ElectricalmainsandsubmainsdistributionLVDistribution
5.8 | ELECTRICAL INSTALLATIONS (EI) | 5.8.1 | Electrical mains and sub-mains distribution | 5.8.1.M.1 | LV Distribution | Voltage Optimisation Unit | Electricalmainsandsubmainsdistribution | LVDistribution | VoltageOptimisationUnit | ElectricalmainsandsubmainsdistributionLVDistribution
5.8 | ELECTRICAL INSTALLATIONS (EI) | 5.8.1 | Electrical mains and sub-mains distribution | 5.8.1.M.1 | LV Distribution | Distribution boards | Electricalmainsandsubmainsdistribution | LVDistribution | Distributionboards | ElectricalmainsandsubmainsdistributionLVDistribution
5.8 | ELECTRICAL INSTALLATIONS (EI) | 5.8.1 | Electrical mains and sub-mains distribution | 5.8.1.M.1 | LV Distribution | Final circuits and outlets | Electricalmainsandsubmainsdistribution | LVDistribution | Finalcircuitsandoutlets | ElectricalmainsandsubmainsdistributionLVDistribution
5.8 | ELECTRICAL INSTALLATIONS (EI) | 5.8.1 | Electrical mains and sub-mains distribution | 5.8.1.M.1 | LV Distribution | Circuit breakers | Electricalmainsandsubmainsdistribution | LVDistribution | Circuitbreakers | ElectricalmainsandsubmainsdistributionLVDistribution
5.8 | ELECTRICAL INSTALLATIONS (EI) | 5.8.1 | Electrical mains and sub-mains distribution | 5.8.1.M.2 | HV Main Incomer and Panel | HV Main Incomer / Panel | Electricalmainsandsubmainsdistribution | HVMainIncomerandPanel | HVMainIncomerPanel | ElectricalmainsandsubmainsdistributionHVMainIncomerandPanel
5.8 | ELECTRICAL INSTALLATIONS (EI) | 5.8.1 | Electrical mains and sub-mains distribution | 5.8.1.M.3 | Distribution Board | Distribution Boards | Electricalmainsandsubmainsdistribution | DistributionBoard | DistributionBoards | ElectricalmainsandsubmainsdistributionDistributionBoard
5.8 | ELECTRICAL INSTALLATIONS (EI) | 5.8.1 | Electrical mains and sub-mains distribution | 5.8.1.M.4 | Mains Cabling | Mains Cabling | Electricalmainsandsubmainsdistribution | MainsCabling | MainsCabling | ElectricalmainsandsubmainsdistributionMainsCabling
5.8 | ELECTRICAL INSTALLATIONS (EI) | 5.8.1 | Electrical mains and sub-mains distribution | 5.8.1.M.4 | Mains Cabling | Sub-Mains Distribution Wiring - mineral insulated | Electricalmainsandsubmainsdistribution | MainsCabling | SubMainsDistributionWiringmineralinsulated | ElectricalmainsandsubmainsdistributionMainsCabling
5.8 | ELECTRICAL INSTALLATIONS (EI) | 5.8.1 | Electrical mains and sub-mains distribution | 5.8.1.M.4 | Mains Cabling | Sub-Mains Distribution Wiring - thermoplastic | Electricalmainsandsubmainsdistribution | MainsCabling | SubMainsDistributionWiringthermoplastic | ElectricalmainsandsubmainsdistributionMainsCabling
5.8 | ELECTRICAL INSTALLATIONS (EI) | 5.8.1 | Electrical mains and sub-mains distribution | 5.8.1.M.4 | Mains Cabling | Sub-Mains Distribution Wiring - thermosetting | Electricalmainsandsubmainsdistribution | MainsCabling | SubMainsDistributionWiringthermosetting | ElectricalmainsandsubmainsdistributionMainsCabling
5.8 | ELECTRICAL INSTALLATIONS (EI) | 5.8.1 | Electrical mains and sub-mains distribution | 5.8.1.M.6 | Busbar trunking | Busbar Chamber | Electricalmainsandsubmainsdistribution | Busbartrunking | BusbarChamber | ElectricalmainsandsubmainsdistributionBusbartrunking
5.8 | ELECTRICAL INSTALLATIONS (EI) | 5.8.1 | Electrical mains and sub-mains distribution | 5.8.1.M.6 | Busbar trunking | Busbar trunking | Electricalmainsandsubmainsdistribution | Busbartrunking | Busbartrunking | ElectricalmainsandsubmainsdistributionBusbartrunking
5.8 | ELECTRICAL INSTALLATIONS (EI) | 5.8.1 | Electrical mains and sub-mains distribution | 5.8.1.M.6 | Busbar trunking | Mains Busbar | Electricalmainsandsubmainsdistribution | Busbartrunking | MainsBusbar | ElectricalmainsandsubmainsdistributionBusbartrunking
5.8 | ELECTRICAL INSTALLATIONS (EI) | 5.8.1 | Electrical mains and sub-mains distribution | 5.8.1.M.7 | Transformers | 110v Transformer | Electricalmainsandsubmainsdistribution | Transformers | 110vTransformer | ElectricalmainsandsubmainsdistributionTransformers
5.8 | ELECTRICAL INSTALLATIONS (EI) | 5.8.1 | Electrical mains and sub-mains distribution | 5.8.1.M.7 | Transformers | Transformer (Dry type) | Electricalmainsandsubmainsdistribution | Transformers | TransformerDrytype | ElectricalmainsandsubmainsdistributionTransformers
5.8 | ELECTRICAL INSTALLATIONS (EI) | 5.8.1 | Electrical mains and sub-mains distribution | 5.8.1.M.7 | Transformers | Transformer (Oil Type) | Electricalmainsandsubmainsdistribution | Transformers | TransformerOilType | ElectricalmainsandsubmainsdistributionTransformers
5.8 | ELECTRICAL INSTALLATIONS (EI) | 5.8.1 | Electrical mains and sub-mains distribution | 5.8.1.M.8 | Feeder Pillar | Feed Pillar | Electricalmainsandsubmainsdistribution | FeederPillar | FeedPillar | ElectricalmainsandsubmainsdistributionFeederPillar
5.8 | ELECTRICAL INSTALLATIONS (EI) | 5.8.1 | Electrical mains and sub-mains distribution | 5.8.1.M.9 | Electricity Monitoring System | Electricity Monitoring System | Electricalmainsandsubmainsdistribution | ElectricityMonitoringSystem | ElectricityMonitoringSystem | ElectricalmainsandsubmainsdistributionElectricityMonitoringSystem
5.8 | ELECTRICAL INSTALLATIONS (EI) | 5.8.1 | Electrical mains and sub-mains distribution | 5.8.1.M.9 | Surge Protection | Surge Protection | Electricalmainsandsubmainsdistribution | SurgeProtection | SurgeProtection | ElectricalmainsandsubmainsdistributionSurgeProtection
5.8 | ELECTRICAL INSTALLATIONS (EI) | 5.8.1 | Electrical mains and sub-mains distribution | 5.8.1.M.9 | Surge Protection | Hazardous area (Electrics) - Flame proof equipment | Electricalmainsandsubmainsdistribution | SurgeProtection | HazardousareaElectricsFlameproofequipment | ElectricalmainsandsubmainsdistributionSurgeProtection
5.8 | ELECTRICAL INSTALLATIONS (EI) | 5.8.1 | Electrical mains and sub-mains distribution | 5.8.1.M.9 | Surge Protection | Hazardous area (Electrics) – Lighting | Electricalmainsandsubmainsdistribution | SurgeProtection | HazardousareaElectricsLighting | ElectricalmainsandsubmainsdistributionSurgeProtection
5.8 | ELECTRICAL INSTALLATIONS (EI) | 5.8.1 | Electrical mains and sub-mains distribution | 5.8.1.M.5 | Conduits and trunking | Conduits and trunking | Electricalmainsandsubmainsdistribution | Conduitsandtrunking | Conduitsandtrunking | ElectricalmainsandsubmainsdistributionConduitsandtrunking
5.8 | ELECTRICAL INSTALLATIONS (EI) | 5.8.2 | Power Installations | 5.8.1.M.1 | LV Distribution | Power Supply Unit | PowerInstallations | LVDistribution | PowerSupplyUnit | PowerInstallationsLVDistribution
5.8 | ELECTRICAL INSTALLATIONS (EI) | 5.8.2 | Power Installations | 5.8.2.M.10 | Sundry items | Emergency Shut Off button - Electrical Equip | PowerInstallations | Sundryitems | EmergencyShutOffbuttonElectricalEquip | PowerInstallationsSundryitems
5.8 | ELECTRICAL INSTALLATIONS (EI) | 5.8.2 | Power Installations | 5.8.2.M.11 | PAT testing | PAT testing | PowerInstallations | PATtesting | PATtesting | PowerInstallationsPATtesting
5.8 | ELECTRICAL INSTALLATIONS (EI) | 5.8.2 | Power Installations | 5.8.2.M.12 | Fixed wiring test | Fixed wiring test | PowerInstallations | Fixedwiringtest | Fixedwiringtest | PowerInstallationsFixedwiringtest
5.8 | ELECTRICAL INSTALLATIONS (EI) | 5.8.2 | Power Installations | 5.8.2.M.5 | UPS System | Reciprocating Engine | PowerInstallations | UPSSystem | ReciprocatingEngine | PowerInstallationsUPSSystem
5.8 | ELECTRICAL INSTALLATIONS (EI) | 5.8.2 | Power Installations | 5.8.2.M.5 | UPS System | Turbine Engine | PowerInstallations | UPSSystem | TurbineEngine | PowerInstallationsUPSSystem
5.8 | ELECTRICAL INSTALLATIONS (EI) | 5.8.2 | Power Installations | 5.8.2.M.5 | UPS System | UPS - Battery / Inverter | PowerInstallations | UPSSystem | UPSBatteryInverter | PowerInstallationsUPSSystem
5.8 | ELECTRICAL INSTALLATIONS (EI) | 5.8.2 | Power Installations | 5.8.2.M.5 | UPS System | UPS Inverter | PowerInstallations | UPSSystem | UPSInverter | PowerInstallationsUPSSystem
5.8 | ELECTRICAL INSTALLATIONS (EI) | 5.8.2 | Power Installations | 5.8.2.M.5 | UPS System | UPS - Batteries - Sealed | PowerInstallations | UPSSystem | UPSBatteriesSealed | PowerInstallationsUPSSystem
5.8 | ELECTRICAL INSTALLATIONS (EI) | 5.8.2 | Power Installations | 5.8.2.M.5 | UPS System | UPS - Capacitors | PowerInstallations | UPSSystem | UPSCapacitors | PowerInstallationsUPSSystem
5.8 | ELECTRICAL INSTALLATIONS (EI) | 5.8.2 | Power Installations | 5.8.2.M.5 | UPS System | UPS Diesel (DRUPS) | PowerInstallations | UPSSystem | UPSDieselDRUPS | PowerInstallationsUPSSystem
5.8 | ELECTRICAL INSTALLATIONS (EI) | 5.8.2 | Power Installations | 5.8.2.M.8 | socket outlets | Fuse switches - Single phase | PowerInstallations | socketoutlets | FuseswitchesSinglephase | PowerInstallationssocketoutlets
5.8 | ELECTRICAL INSTALLATIONS (EI) | 5.8.2 | Power Installations | 5.8.2.M.8 | socket outlets | Fuse switches - Three phase | PowerInstallations | socketoutlets | FuseswitchesThreephase | PowerInstallationssocketoutlets
5.8 | ELECTRICAL INSTALLATIONS (EI) | 5.8.2 | Power Installations | 5.8.2.M.8 | socket outlets | LV Protection System - MCB | PowerInstallations | socketoutlets | LVProtectionSystemMCB | PowerInstallationssocketoutlets
5.8 | ELECTRICAL INSTALLATIONS (EI) | 5.8.2 | Power Installations | 5.8.2.M.8 | socket outlets | LV Protection System - MCCB | PowerInstallations | socketoutlets | LVProtectionSystemMCCB | PowerInstallationssocketoutlets
5.8 | ELECTRICAL INSTALLATIONS (EI) | 5.8.2 | Power Installations | 5.8.2.M.8 | socket outlets | LV Protection System - RCB | PowerInstallations | socketoutlets | LVProtectionSystemRCB | PowerInstallationssocketoutlets
5.8 | ELECTRICAL INSTALLATIONS (EI) | 5.8.2 | Power Installations | 5.8.2.M.8 | socket outlets | LV Protection System - RCD / RCCB | PowerInstallations | socketoutlets | LVProtectionSystemRCDRCCB | PowerInstallationssocketoutlets
5.8 | ELECTRICAL INSTALLATIONS (EI) | 5.8.2 | Power Installations | 5.8.2.M.8 | socket outlets | LV Protection System - SSOs | PowerInstallations | socketoutlets | LVProtectionSystemSSOs | PowerInstallationssocketoutlets
5.8 | ELECTRICAL INSTALLATIONS (EI) | 5.8.2 | Power Installations | 5.8.2.M.1 | General LV power installations | General LV power installations | PowerInstallations | GeneralLVpowerinstallations | GeneralLVpowerinstallations | PowerInstallationsGeneralLVpowerinstallations
5.8 | ELECTRICAL INSTALLATIONS (EI) | 5.8.2 | Power Installations | 5.8.2.M.2 | Extra LV supply installations | Extra LV supply installations | PowerInstallations | ExtraLVsupplyinstallations | ExtraLVsupplyinstallations | PowerInstallationsExtraLVsupplyinstallations
5.8 | ELECTRICAL INSTALLATIONS (EI) | 5.8.2 | Power Installations | 5.8.2.M.3 | DC installations | DC installations | PowerInstallations | DCinstallations | DCinstallations | PowerInstallationsDCinstallations
5.8 | ELECTRICAL INSTALLATIONS (EI) | 5.8.2 | Power Installations | 5.8.2.M.4 | Distribution Board | Distribution boards -20yrs | PowerInstallations | DistributionBoard | Distributionboards20yrs | PowerInstallationsDistributionBoard
5.8 | ELECTRICAL INSTALLATIONS (EI) | 5.8.2 | Power Installations | 5.8.2.M.4 | Distribution Board | LV main switchgear - 30 yrs; | PowerInstallations | DistributionBoard | LVmainswitchgear30yrs | PowerInstallationsDistributionBoard
5.8 | ELECTRICAL INSTALLATIONS (EI) | 5.8.2 | Power Installations | 5.8.2.M.6 | Cables and wiring | Cables and wiring - Armoured cables and conduits | PowerInstallations | Cablesandwiring | CablesandwiringArmouredcablesandconduits | PowerInstallationsCablesandwiring
5.8 | ELECTRICAL INSTALLATIONS (EI) | 5.8.2 | Power Installations | 5.8.2.M.6 | Cables and wiring | Cables and wiring - Ring main / sub-circuits - general | PowerInstallations | Cablesandwiring | CablesandwiringRingmainsubcircuitsgeneral | PowerInstallationsCablesandwiring
5.8 | ELECTRICAL INSTALLATIONS (EI) | 5.8.2 | Power Installations | 5.8.2.M.6 | Cables and wiring | Cables and wiring - Ring main/ sub-circuits - spur outlets | PowerInstallations | Cablesandwiring | CablesandwiringRingmainsubcircuitsspuroutlets | PowerInstallationsCablesandwiring
5.8 | ELECTRICAL INSTALLATIONS (EI) | 5.8.2 | Power Installations | 5.8.2.M.6 | Cables and wiring | Cables and wiring - Three phase circuits - Power outlets | PowerInstallations | Cablesandwiring | CablesandwiringThreephasecircuitsPoweroutlets | PowerInstallationsCablesandwiring
5.8 | ELECTRICAL INSTALLATIONS (EI) | 5.8.3 | Lighting installations | 5.8.3.M.1 | Light fittings - general | Light fittings Ext - Bulkhead | Lightinginstallations | Lightfittingsgeneral | LightfittingsExtBulkhead | LightinginstallationsLightfittingsgeneral
5.8 | ELECTRICAL INSTALLATIONS (EI) | 5.8.3 | Lighting installations | 5.8.3.M.1 | Light fittings - general | Light fittings Int - Batten Fluorescent | Lightinginstallations | Lightfittingsgeneral | LightfittingsIntBattenFluorescent | LightinginstallationsLightfittingsgeneral
5.8 | ELECTRICAL INSTALLATIONS (EI) | 5.8.3 | Lighting installations | 5.8.3.M.1 | Light fittings - general | Light fittings Int - Domestic | Lightinginstallations | Lightfittingsgeneral | LightfittingsIntDomestic | LightinginstallationsLightfittingsgeneral
5.8 | ELECTRICAL INSTALLATIONS (EI) | 5.8.3 | Lighting installations | 5.8.3.M.1 | Light fittings - general | Light fittings Int - Fluorescent | Lightinginstallations | Lightfittingsgeneral | LightfittingsIntFluorescent | LightinginstallationsLightfittingsgeneral
5.8 | ELECTRICAL INSTALLATIONS (EI) | 5.8.3 | Lighting installations | 5.8.3.M.1 | Light fittings - general | Light fittings Int - High Bay Sodium | Lightinginstallations | Lightfittingsgeneral | LightfittingsIntHighBaySodium | LightinginstallationsLightfittingsgeneral
5.8 | ELECTRICAL INSTALLATIONS (EI) | 5.8.3 | Lighting installations | 5.8.3.M.1 | Light fittings - general | Light fittings Int - Modular Fluorescent | Lightinginstallations | Lightfittingsgeneral | LightfittingsIntModularFluorescent | LightinginstallationsLightfittingsgeneral
5.8 | ELECTRICAL INSTALLATIONS (EI) | 5.8.3 | Lighting installations | 5.8.3.M.1 | Light fittings - general | Light fittings Int - Office modular | Lightinginstallations | Lightfittingsgeneral | LightfittingsIntOfficemodular | LightinginstallationsLightfittingsgeneral
5.8 | ELECTRICAL INSTALLATIONS (EI) | 5.8.3 | Lighting installations | 5.8.3.M.1 | Light fittings - general | Light fittings Int - Tungsten | Lightinginstallations | Lightfittingsgeneral | LightfittingsIntTungsten | LightinginstallationsLightfittingsgeneral
5.8 | ELECTRICAL INSTALLATIONS (EI) | 5.8.3 | Lighting installations | 5.8.3.M.1 | Light fittings - general | Light fittings Int - Vapour Sealed | Lightinginstallations | Lightfittingsgeneral | LightfittingsIntVapourSealed | LightinginstallationsLightfittingsgeneral
5.8 | ELECTRICAL INSTALLATIONS (EI) | 5.8.3 | Lighting installations | 5.8.3.M.1 | Light fittings - general | Light fittings Int - Workshop/low spec | Lightinginstallations | Lightfittingsgeneral | LightfittingsIntWorkshoplowspec | LightinginstallationsLightfittingsgeneral
5.8 | ELECTRICAL INSTALLATIONS (EI) | 5.8.3 | Lighting installations | 5.8.3.M.1 | Light fittings - general | Light fittings Internal - Halogen | Lightinginstallations | Lightfittingsgeneral | LightfittingsInternalHalogen | LightinginstallationsLightfittingsgeneral
5.8 | ELECTRICAL INSTALLATIONS (EI) | 5.8.3 | Lighting installations | 5.8.3.M.10 | Lighting control equipment | PIR - Lighting | Lightinginstallations | Lightingcontrolequipment | PIRLighting | LightinginstallationsLightingcontrolequipment
5.8 | ELECTRICAL INSTALLATIONS (EI) | 5.8.3 | Lighting installations | 5.8.3.M.10 | Lighting control equipment | Time clock | Lightinginstallations | Lightingcontrolequipment | Timeclock | LightinginstallationsLightingcontrolequipment
5.8 | ELECTRICAL INSTALLATIONS (EI) | 5.8.3 | Lighting installations | 5.8.3.M.2 | Emergency lighting | Emergency Lighting - | Lightinginstallations | Emergencylighting | EmergencyLighting | LightinginstallationsEmergencylighting
5.8 | ELECTRICAL INSTALLATIONS (EI) | 5.8.3 | Lighting installations | 5.8.3.M.2 | Emergency lighting | Emergency Lighting - Bulkhead | Lightinginstallations | Emergencylighting | EmergencyLightingBulkhead | LightinginstallationsEmergencylighting
5.8 | ELECTRICAL INSTALLATIONS (EI) | 5.8.3 | Lighting installations | 5.8.3.M.2 | Emergency lighting | Emergency Lighting - Office | Lightinginstallations | Emergencylighting | EmergencyLightingOffice | LightinginstallationsEmergencylighting
5.8 | ELECTRICAL INSTALLATIONS (EI) | 5.8.3 | Lighting installations | 5.8.3.M.2 | Emergency lighting | Emergency Lighting - Workshop | Lightinginstallations | Emergencylighting | EmergencyLightingWorkshop | LightinginstallationsEmergencylighting
5.8 | ELECTRICAL INSTALLATIONS (EI) | 5.8.3 | Lighting installations | 5.8.3.M.2 | Emergency lighting | Light fittings Ext - Bulk - emergency | Lightinginstallations | Emergencylighting | LightfittingsExtBulkemergency | LightinginstallationsEmergencylighting
5.8 | ELECTRICAL INSTALLATIONS (EI) | 5.8.3 | Lighting installations | 5.8.3.M.3 | External lighting | Light fittings Ext - Floodlight | Lightinginstallations | Externallighting | LightfittingsExtFloodlight | LightinginstallationsExternallighting
5.8 | ELECTRICAL INSTALLATIONS (EI) | 5.8.3 | Lighting installations | 5.8.3.M.5 | Cables and wiring | Lighting Distribution Wiring | Lightinginstallations | Cablesandwiring | LightingDistributionWiring | LightinginstallationsCablesandwiring
5.8 | ELECTRICAL INSTALLATIONS (EI) | 5.8.3 | Lighting installations | 5.8.3.M.4 | Distribution boards | LV switchgear and Distribution boards | Lightinginstallations | Distributionboards | LVswitchgearandDistributionboards | LightinginstallationsDistributionboards
5.8 | ELECTRICAL INSTALLATIONS (EI) | 5.8.3 | Lighting installations | 5.8.3.M.6 | Conduits and cable trunking | Conduits and cable trunking | Lightinginstallations | Conduitsandcabletrunking | Conduitsandcabletrunking | LightinginstallationsConduitsandcabletrunking
5.8 | ELECTRICAL INSTALLATIONS (EI) | 5.8.3 | Lighting installations | 5.8.3.M.7 | Light fittings | Fittings to lighting points | Lightinginstallations | Lightfittings | Fittingstolightingpoints | LightinginstallationsLightfittings
5.8 | ELECTRICAL INSTALLATIONS (EI) | 5.8.3 | Lighting installations | 5.8.3.M.8 | Lighting Switches | Lighting Switches | Lightinginstallations | LightingSwitches | LightingSwitches | LightinginstallationsLightingSwitches
5.8 | ELECTRICAL INSTALLATIONS (EI) | 5.8.3 | Lighting installations | 5.8.3.M.9 | Luminaires / lamps | Luminaires / lamps | Lightinginstallations | Luminaireslamps | Luminaireslamps | LightinginstallationsLuminaireslamps
5.8 | ELECTRICAL INSTALLATIONS (EI) | 5.8.4 | Specialist lighting installations | 5.8.4.M.1 | Illuminated display signs | Illuminated Signage | Specialistlightinginstallations | Illuminateddisplaysigns | IlluminatedSignage | SpecialistlightinginstallationsIlluminateddisplaysigns
5.8 | ELECTRICAL INSTALLATIONS (EI) | 5.8.4 | Specialist lighting installations | 5.8.4.M.2 | Studio Lighting | Specialist lighting - Studio | Specialistlightinginstallations | StudioLighting | SpecialistlightingStudio | SpecialistlightinginstallationsStudioLighting
5.8 | ELECTRICAL INSTALLATIONS (EI) | 5.8.4 | Specialist lighting installations | 5.8.4.M.3 | Auditorium lighting | Specialist lighting - Auditorium | Specialistlightinginstallations | Auditoriumlighting | SpecialistlightingAuditorium | SpecialistlightinginstallationsAuditoriumlighting
5.8 | ELECTRICAL INSTALLATIONS (EI) | 5.8.4 | Specialist lighting installations | 5.8.4.M.4 | Arena lighting | Specialist lighting - Arena | Specialistlightinginstallations | Arenalighting | SpecialistlightingArena | SpecialistlightinginstallationsArenalighting
5.8 | ELECTRICAL INSTALLATIONS (EI) | 5.8.4 | Specialist lighting installations | 5.8.4.M.5 | Operating theatre and other specialist lighting | Specialist lighting - Infra Red | Specialistlightinginstallations | Operatingtheatreandotherspecialistlighting | SpecialistlightingInfraRed | SpecialistlightinginstallationsOperatingtheatreandotherspecialistlighting
5.8 | ELECTRICAL INSTALLATIONS (EI) | 5.8.4 | Specialist lighting installations | 5.8.4.M.5 | Operating theatre and other specialist lighting | Specialist lighting - Operating Theatres | Specialistlightinginstallations | Operatingtheatreandotherspecialistlighting | SpecialistlightingOperatingTheatres | SpecialistlightinginstallationsOperatingtheatreandotherspecialistlighting
5.8 | ELECTRICAL INSTALLATIONS (EI) | 5.8.4 | Specialist lighting installations | 5.8.4.M.5 | Operating theatre and other specialist lighting | Specialist lighting - Other | Specialistlightinginstallations | Operatingtheatreandotherspecialistlighting | SpecialistlightingOther | SpecialistlightinginstallationsOperatingtheatreandotherspecialistlighting
5.8 | ELECTRICAL INSTALLATIONS (EI) | 5.8.4 | Specialist lighting installations | 5.8.4.M.6 | Distribution boards | LV switchgear and Distribution boards | Specialistlightinginstallations | Distributionboards | LVswitchgearandDistributionboards | SpecialistlightinginstallationsDistributionboards
5.8 | ELECTRICAL INSTALLATIONS (EI) | 5.8.4 | Specialist lighting installations | 5.8.4.M.7 | Cables and wiring | Lighting Distribution Wiring | Specialistlightinginstallations | Cablesandwiring | LightingDistributionWiring | SpecialistlightinginstallationsCablesandwiring
5.8 | ELECTRICAL INSTALLATIONS (EI) | 5.8.4 | Specialist lighting installations | 5.8.4.M.8 | Conduits and cable trunking | Conduits and cable trunking | Specialistlightinginstallations | Conduitsandcabletrunking | Conduitsandcabletrunking | SpecialistlightinginstallationsConduitsandcabletrunking
5.8 | ELECTRICAL INSTALLATIONS (EI) | 5.8.4 | Specialist lighting installations | 5.8.4.M.9 | Light fittings | Fittings to lighting points | Specialistlightinginstallations | Lightfittings | Fittingstolightingpoints | SpecialistlightinginstallationsLightfittings
5.8 | ELECTRICAL INSTALLATIONS (EI) | 5.8.4 | Specialist lighting installations | 5.8.4.M.10 | Lighting Switches | Lighting Switches | Specialistlightinginstallations | LightingSwitches | LightingSwitches | SpecialistlightinginstallationsLightingSwitches
5.8 | ELECTRICAL INSTALLATIONS (EI) | 5.8.4 | Specialist lighting installations | 5.8.4.M.11 | Luminaires / lamps | Luminaires / lamps | Specialistlightinginstallations | Luminaireslamps | Luminaireslamps | SpecialistlightinginstallationsLuminaireslamps
5.8 | ELECTRICAL INSTALLATIONS (EI) | 5.8.4 | Specialist lighting installations | 5.8.4.M.12 | Lighting gantries | Lighting gantries | Specialistlightinginstallations | Lightinggantries | Lightinggantries | SpecialistlightinginstallationsLightinggantries
5.8 | ELECTRICAL INSTALLATIONS (EI) | 5.8.4 | Specialist lighting installations | 5.8.4.M.13 | Lighting control equipment | Lighting control equipment | Specialistlightinginstallations | Lightingcontrolequipment | Lightingcontrolequipment | SpecialistlightinginstallationsLightingcontrolequipment
5.13 | SPECIALIST INSTALLATIONS (SI) | 5.8.5 | Local electricity generation systems | 5.8.5.1.M.1 | Stand by generator | Batteries - Sealed | Localelectricitygenerationsystems | Standbygenerator | BatteriesSealed | LocalelectricitygenerationsystemsStandbygenerator
5.13 | SPECIALIST INSTALLATIONS (SI) | 5.8.5 | Local electricity generation systems | 5.8.5.1.M.1 | Stand by generator | Batteries - Unsealed | Localelectricitygenerationsystems | Standbygenerator | BatteriesUnsealed | LocalelectricitygenerationsystemsStandbygenerator
5.13 | SPECIALIST INSTALLATIONS (SI) | 5.8.5 | Local electricity generation systems | 5.8.5.1.M.1 | Stand by generator | Battery Charger | Localelectricitygenerationsystems | Standbygenerator | BatteryCharger | LocalelectricitygenerationsystemsStandbygenerator
5.13 | SPECIALIST INSTALLATIONS (SI) | 5.8.5 | Local electricity generation systems | 5.8.5.1.M.1 | Stand by generator | Closed Transfer Switch (LTM) | Localelectricitygenerationsystems | Standbygenerator | ClosedTransferSwitchLTM | LocalelectricitygenerationsystemsStandbygenerator
5.13 | SPECIALIST INSTALLATIONS (SI) | 5.8.5 | Local electricity generation systems | 5.8.5.1.M.1 | Stand by generator | Control Panel - Electrical Generator | Localelectricitygenerationsystems | Standbygenerator | ControlPanelElectricalGenerator | LocalelectricitygenerationsystemsStandbygenerator
5.13 | SPECIALIST INSTALLATIONS (SI) | 5.8.5 | Local electricity generation systems | 5.8.5.1.M.1 | Stand by generator | Open Transfer Switch (ATS) | Localelectricitygenerationsystems | Standbygenerator | OpenTransferSwitchATS | LocalelectricitygenerationsystemsStandbygenerator
5.13 | SPECIALIST INSTALLATIONS (SI) | 5.8.5 | Local electricity generation systems | 5.8.5.1.M.1 | Stand by generator | Standby Generator | Localelectricitygenerationsystems | Standbygenerator | StandbyGenerator | LocalelectricitygenerationsystemsStandbygenerator
5.13 | SPECIALIST INSTALLATIONS (SI) | 5.8.5 | Local electricity generation systems | 5.8.5.1.M.1 | Stand by generator | Generator portable | Localelectricitygenerationsystems | Standbygenerator | Generatorportable | LocalelectricitygenerationsystemsStandbygenerator
5.13 | SPECIALIST INSTALLATIONS (SI) | 5.8.5 | Local electricity generation systems | 5.8.5.1.M.2 | Ancillary components | Ancillary components | Localelectricitygenerationsystems | Ancillarycomponents | Ancillarycomponents | LocalelectricitygenerationsystemsAncillarycomponents
5.13 | SPECIALIST INSTALLATIONS (SI) | 5.8.5 | Local electricity generation systems | 5.8.5.5.M.2 | Photovoltaic devices | Solar Panel - Photovoltaic | Localelectricitygenerationsystems | Photovoltaicdevices | SolarPanelPhotovoltaic | LocalelectricitygenerationsystemsPhotovoltaicdevices
5.13 | SPECIALIST INSTALLATIONS (SI) | 5.8.5 | Local electricity generation systems | 5.8.5.4.M.7 | Sundry items | Battery Monitoring Equip. | Localelectricitygenerationsystems | Sundryitems | BatteryMonitoringEquip | LocalelectricitygenerationsystemsSundryitems
5.13 | SPECIALIST INSTALLATIONS (SI) | 5.8.5 | Local electricity generation systems | 5.8.5.5.M.7 | Sundry items | Battery Monitoring Equip. | Localelectricitygenerationsystems | Sundryitems | BatteryMonitoringEquip | LocalelectricitygenerationsystemsSundryitems
5.13 | SPECIALIST INSTALLATIONS (SI) | 5.8.6 | Earthing and bonding systems | 5.8.6.M.1 | Earthing and bonding cables | Earthing Bonding - Major | Earthingandbondingsystems | Earthingandbondingcables | EarthingBondingMajor | EarthingandbondingsystemsEarthingandbondingcables
5.13 | SPECIALIST INSTALLATIONS (SI) | 5.8.6 | Earthing and bonding systems | 5.8.6.M.2 | Lightning Conductor and Earth | Earthing and bonding components - protective conductors | Earthingandbondingsystems | LightningConductorandEarth | Earthingandbondingcomponentsprotectiveconductors | EarthingandbondingsystemsLightningConductorandEarth
5.13 | SPECIALIST INSTALLATIONS (SI) | 5.8.6 | Earthing and bonding systems | 5.8.6.M.2 | Lightning Conductor and Earth | Earthing and bonding components - earth clamps and tapes | Earthingandbondingsystems | LightningConductorandEarth | Earthingandbondingcomponentsearthclampsandtapes | EarthingandbondingsystemsLightningConductorandEarth
5.13 | SPECIALIST INSTALLATIONS (SI) | 5.8.6 | Earthing and bonding systems | 5.8.6.M.2 | Lightning Conductor and Earth | Earthing and bonding components - clean earth bars | Earthingandbondingsystems | LightningConductorandEarth | Earthingandbondingcomponentscleanearthbars | EarthingandbondingsystemsLightningConductorandEarth
5.13 | SPECIALIST INSTALLATIONS (SI) | 5.8.6 | Earthing and bonding systems | 5.8.6.M.2 | Lightning Conductor and Earth | Earthing and bonding components - earth electrodes | Earthingandbondingsystems | LightningConductorandEarth | Earthingandbondingcomponentsearthelectrodes | EarthingandbondingsystemsLightningConductorandEarth
5.13 | SPECIALIST INSTALLATIONS (SI) | 5.8.6 | Earthing and bonding systems | 5.8.6.M.2 | Lightning Conductor and Earth | Earthing and bonding components - earthing bus bars | Earthingandbondingsystems | LightningConductorandEarth | Earthingandbondingcomponentsearthingbusbars | EarthingandbondingsystemsLightningConductorandEarth
5.13 | SPECIALIST INSTALLATIONS (SI) | 5.8.6 | Earthing and bonding systems | 5.8.6.M.2 | Lightning Conductor and Earth | Earthing and bonding components - earthing rod covers and boxed | Earthingandbondingsystems | LightningConductorandEarth | Earthingandbondingcomponentsearthingrodcoversandboxed | EarthingandbondingsystemsLightningConductorandEarth
5.13 | SPECIALIST INSTALLATIONS (SI) | 5.8.6 | Earthing and bonding systems | 5.8.6.M.2 | Lightning Conductor and Earth | Earthing and bonding components - equipotential bonding | Earthingandbondingsystems | LightningConductorandEarth | Earthingandbondingcomponentsequipotentialbonding | EarthingandbondingsystemsLightningConductorandEarth
5.13 | SPECIALIST INSTALLATIONS (SI) | 5.9.1 | Fuel storage | 5.9.1.M.2 | Fuel storage tanks | Oil Storage Tank - Mild Steel | Fuelstorage | Fuelstoragetanks | OilStorageTankMildSteel | FuelstorageFuelstoragetanks
5.13 | SPECIALIST INSTALLATIONS (SI) | 5.9.1 | Fuel storage | 5.9.1.M.2 | Fuel storage tanks | Oil Storage Tank - Plastic | Fuelstorage | Fuelstoragetanks | OilStorageTankPlastic | FuelstorageFuelstoragetanks
5.13 | SPECIALIST INSTALLATIONS (SI) | 5.9.1 | Fuel storage | 5.9.1.M.2 | Fuel storage tanks | Oil fuel handling plant | Fuelstorage | Fuelstoragetanks | Oilfuelhandlingplant | FuelstorageFuelstoragetanks
5.13 | SPECIALIST INSTALLATIONS (SI) | 5.9.1 | Fuel storage | 5.9.1.M.2 | Fuel storage tanks | Diesel storage system | Fuelstorage | Fuelstoragetanks | Dieselstoragesystem | FuelstorageFuelstoragetanks
5.13 | SPECIALIST INSTALLATIONS (SI) | 5.9.1 | Fuel storage | 5.9.1.M.1 | Fuel systems | Fuel systems - Biomas | Fuelstorage | Fuelsystems | FuelsystemsBiomas | FuelstorageFuelsystems
5.13 | SPECIALIST INSTALLATIONS (SI) | 5.9.1 | Fuel storage | 5.9.1.M.1 | Fuel systems | Fuel systems - Oil | Fuelstorage | Fuelsystems | FuelsystemsOil | FuelstorageFuelsystems
5.13 | SPECIALIST INSTALLATIONS (SI) | 5.9.1 | Fuel storage | 5.9.1.M.1 | Fuel systems | Fuel systems - Diesel | Fuelstorage | Fuelsystems | FuelsystemsDiesel | FuelstorageFuelsystems
5.13 | SPECIALIST INSTALLATIONS (SI) | 5.9.1 | Fuel storage | 5.9.1.M.1 | Fuel systems | Fuel systems - LPG | Fuelstorage | Fuelsystems | FuelsystemsLPG | FuelstorageFuelsystems
5.13 | SPECIALIST INSTALLATIONS (SI) | 5.9.2 | Fuel distribution systems | 5.9.2.M.2 | Pipelines and fittings | Gas Pipework | Fueldistributionsystems | Pipelinesandfittings | GasPipework | FueldistributionsystemsPipelinesandfittings
5.13 | SPECIALIST INSTALLATIONS (SI) | 5.9.2 | Fuel distribution systems | 5.9.2.M.2 | Pipelines and fittings | Oil Pipework | Fueldistributionsystems | Pipelinesandfittings | OilPipework | FueldistributionsystemsPipelinesandfittings
5.13 | SPECIALIST INSTALLATIONS (SI) | 5.9.2 | Fuel distribution systems | 5.9.2.M.3 | Pumps | Oil Pump | Fueldistributionsystems | Pumps | OilPump | FueldistributionsystemsPumps
5.13 | SPECIALIST INSTALLATIONS (SI) | 5.9.2 | Fuel distribution systems | 5.9.2.M.3 | Pumps | Rotary Hand pump | Fueldistributionsystems | Pumps | RotaryHandpump | FueldistributionsystemsPumps
5.13 | SPECIALIST INSTALLATIONS (SI) | 5.9.2 | Fuel distribution systems | 5.9.2.M.3 | Valves | Fuel Valves - Check | Fueldistributionsystems | Valves | FuelValvesCheck | FueldistributionsystemsValves
5.13 | SPECIALIST INSTALLATIONS (SI) | 5.9.2 | Fuel distribution systems | 5.9.2.M.3 | Valves | Fuel Valves - Gate | Fueldistributionsystems | Valves | FuelValvesGate | FueldistributionsystemsValves
5.13 | SPECIALIST INSTALLATIONS (SI) | 5.9.2 | Fuel distribution systems | 5.9.2.M.4 | Gas distribution components | Gas Booster Set | Fueldistributionsystems | Gasdistributioncomponents | GasBoosterSet | FueldistributionsystemsGasdistributioncomponents
5.13 | SPECIALIST INSTALLATIONS (SI) | 5.9.2 | Fuel distribution systems | 5.9.2.M.4 | Gas distribution components | Meter - Fuel | Fueldistributionsystems | Gasdistributioncomponents | MeterFuel | FueldistributionsystemsGasdistributioncomponents
5.13 | SPECIALIST INSTALLATIONS (SI) | 5.9.2 | Fuel distribution systems | 5.9.2.M.4 | Gas distribution components | Regulator / Gas Valves | Fueldistributionsystems | Gasdistributioncomponents | RegulatorGasValves | FueldistributionsystemsGasdistributioncomponents
5.13 | SPECIALIST INSTALLATIONS (SI) | 5.9.2 | Fuel distribution systems | 5.9.2.M.5 | Terminal control equipment | Terminal control equipment | Fueldistributionsystems | Terminalcontrolequipment | Terminalcontrolequipment | FueldistributionsystemsTerminalcontrolequipment
5.13 | SPECIALIST INSTALLATIONS (SI) | 5.9.2 | Fuel distribution systems | 5.9.2.M.6 | Thermal insulation | Thermal insulation | Fueldistributionsystems | Thermalinsulation | Thermalinsulation | FueldistributionsystemsThermalinsulation
5.13 | SPECIALIST INSTALLATIONS (SI) | 5.9.2 | Fuel distribution systems | 5.9.2.M.7 | Monitoring equipment. | Monitoring equipment. | Fueldistributionsystems | Monitoringequipment | Monitoringequipment | FueldistributionsystemsMonitoringequipment
|  | 2.5.6 | Façade access / cleaning systems | 2.5.6.M.1 | Window / façade cleaning cradles | Window / façade cleaning cradles | Façadeaccesscleaningsystems | Windowfaçadecleaningcradles | Windowfaçadecleaningcradles | FaçadeaccesscleaningsystemsWindowfaçadecleaningcradles
|  | 2.5.6 | Façade access / cleaning systems | 2.5.6.M.2 | Combined façade/roof cleaning system | Combined façade/roof cleaning system | Façadeaccesscleaningsystems | Combinedfaçaderoofcleaningsystem | Combinedfaçaderoofcleaningsystem | FaçadeaccesscleaningsystemsCombinedfaçaderoofcleaningsystem
|  | 2.6.2 | External doors | 2.6.2.M.1 | External doors (ED) | Pedestrian Auto Doors - Folding | Externaldoors | ExternaldoorsED | PedestrianAutoDoorsFolding | ExternaldoorsExternaldoorsED
|  | 2.6.2 | External doors | 2.6.2.M.1 | External doors (ED) | Pedestrian Doors - Auto Sliding | Externaldoors | ExternaldoorsED | PedestrianDoorsAutoSliding | ExternaldoorsExternaldoorsED
|  | 2.6.2 | External doors | 2.6.2.M.1 | External doors (ED) | Pedestrian Doors - Auto Swing | Externaldoors | ExternaldoorsED | PedestrianDoorsAutoSwing | ExternaldoorsExternaldoorsED
|  | 2.6.2 | External doors | 2.6.2.M.2 | Revolving doors | Pedestrian Doors - Revolving | Externaldoors | Revolvingdoors | PedestrianDoorsRevolving | ExternaldoorsRevolvingdoors
|  | 2.6.2 | External doors | 2.6.2.M.4 | Roller / sliding shutter | Roller Shutter Doors - Electric | Externaldoors | Rollerslidingshutter | RollerShutterDoorsElectric | ExternaldoorsRollerslidingshutter
|  | 2.6.2 | External doors | 2.6.2.M.4 | Roller / sliding shutter | Roller Shutter Doors - Manual | Externaldoors | Rollerslidingshutter | RollerShutterDoorsManual | ExternaldoorsRollerslidingshutter
|  | 4.1.6 | Non-mechanical and electrical equipment (NMEE | 4.1.6.M.2 | Non-mechanical and electrical equipment (NMEE | Ladders and the like | NonmechanicalandelectricalequipmentNMEE | NonmechanicalandelectricalequipmentNMEE | Laddersandthelike | NonmechanicalandelectricalequipmentNMEENonmechanicalandelectricalequipmentNMEE
|  | 8.4.2 | Walls and Screens | 8.4.2.M.4 | Security gates | Security gates and gate posts | WallsandScreens | Securitygates | Securitygatesandgateposts | WallsandScreensSecuritygates
|  | 8.6.1 | Surface water and foul water drainage | 8.6.1.M.1 | Surface water and foul water drainage (SWFWD) | Interceptors - Petrol and Oil | Surfacewaterandfoulwaterdrainage | SurfacewaterandfoulwaterdrainageSWFWD | InterceptorsPetrolandOil | SurfacewaterandfoulwaterdrainageSurfacewaterandfoulwaterdrainageSWFWD

## Dropdowns3 (hidden)
Floor | Estimated Remaining life | Year of Install | Condition | Priority
R | 0 | 01-Jan-2013 | A | 1 - Health and Safety, immediate repair or replacement required
R+1 | 1 | 01-Jan-2012 | B | 2 - Neglect that may lead to damage or reversion
R+2 | 2-3 | 01-Jan-2011 | C | 3 - Neglect that may lead to operational downtime
-2 | 4-5 | 01-Jan-2010 | D | 4 - Necessary to maintain 'in repair'
-1.5 | 6-10 | 01-Jan-2009 | X
-1 | >10 | 01-Jan-2008
-.5 |  | 01-Jan-2007
0 |  | 01-Jan-2006 |  |  | 01-Jan-2013 | 01-Jan-2013 | 0
.5 |  | 01-Jan-2005 |  |  | 01-Jan-2014 | 01-Jan-2014 | 1
1 |  | 01-Jan-2004 |  |  | 01-Jan-2015 | 01-Jan-2015 | 2
1.5 |  | 01-Jan-2003 |  |  | 01-Jan-2016 | 01-Jan-2016 | 3
2 |  | 01-Jan-2002 |  |  | 01-Jan-2017 | 01-Jan-2017 | 4
2.5 |  | 01-Jan-2001 |  |  | 01-Jan-2018 | 01-Jan-2018 | 5
3 |  | 01-Jan-2000 |  |  | 01-Jan-2019 | 01-Jan-2019 | 6
3.5 |  | 01-Jan-1999 |  |  | 01-Jan-2020 | 01-Jan-2020 | 7
4 |  | 01-Jan-1998 |  |  | 01-Jan-2021 | 01-Jan-2021 | 8
4.5 |  | 01-Jan-1997 |  |  | 01-Jan-2022 | 01-Jan-2022 | 9
5 |  | 01-Jan-1996 |  |  | 01-Jan-2023 | 01-Jan-2023 | 10
5.5 |  | 01-Jan-1995
6 |  | 01-Jan-1994
6.5 |  | 01-Jan-1993
7 |  | 01-Jan-1992
7.5 |  | 01-Jan-1991
8 |  | 01-Jan-1990
8.5 |  | 01-Jan-1989
9 |  | 01-Jan-1988
9.5 |  | 01-Jan-1987
10 |  | 01-Jan-1986
10.5 |  | 01-Jan-1985
11 |  | 01-Jan-1984
11.5 |  | 01-Jan-1983
12 |  | 01-Jan-1982
12.5 |  | 01-Jan-1981
13 |  | 01-Jan-1980
13.5 |  | 01-Jan-1979
14 |  | 01-Jan-1978
14.5 |  | 01-Jan-1977
01-Jan-1976
01-Jan-1975
01-Jan-1974
01-Jan-1973
01-Jan-1972
01-Jan-1971
01-Jan-1970
01-Jan-1969
01-Jan-1968
01-Jan-1967
01-Jan-1966
01-Jan-1965
01-Jan-1964
01-Jan-1963
01-Jan-1962
01-Jan-1961
01-Jan-1960
01-Jan-1959
01-Jan-1958
01-Jan-1957
01-Jan-1956
01-Jan-1955
01-Jan-1954
01-Jan-1953
01-Jan-1952
01-Jan-1951
01-Jan-1950

## Dropdowns4 (hidden)
DESCRIPTION | MFR | DESCRIPTION
A F SWITCHGEAR | AF_SWITCH | A F SWITCHGEAR
A.J.METAL PRODUCT LTD. | A.J.METAL | A.J.METAL PRODUCT LTD.
A.O. SMITH WATER PRODUCTS COMPANY | A O SMITH | A.O. SMITH WATER PRODUCTS COMPANY
ABAC COMPRESSORS | ABAC | ABAC COMPRESSORS
ABB, POWER AND AUTOMATION TECHNOLOGIES | ABB | ABB, POWER AND AUTOMATION TECHNOLOGIES
ABBOTT & CO. LTD | ABBOTT | ABBOTT & CO. LTD
ABILITY PROJECTS | ABILITY | ABILITY PROJECTS
AC PLASTIC INDUSTRIES LIMITED | AC PLASTIC | AC PLASTIC INDUSTRIES LIMITED
ACCORD LIFTS | ACCORD_LIF | ACCORD LIFTS
ACORN MECHANICAL SERVICES LTD | ACORN | ACORN MECHANICAL SERVICES LTD
ACQUA | ACQUA | ACQUA
ACTIONAIR EQUIPMENT LTD. | ACTIONAIR | ACTIONAIR EQUIPMENT LTD.
ADVANCED AIR | ADVANCED | ADVANCED AIR
ADVANCED ELECTRONICS LTD | ADVAN_ELEC | ADVANCED ELECTRONICS LTD
AEG | AEG | AEG
AERCON | AERCON | AERCON
AES | AES | AES
AESA - CLEANING RAIL MOUNTED EQUIPMENT | AESA | AESA - CLEANING RAIL MOUNTED EQUIPMENT
AFOS | AFOS | AFOS
AIR COOL ENGINEERING | AIR COOL | AIR COOL ENGINEERING
AIR HANDLERS; HEATING, VENTILATING AND AIR CONDITIONING | AIR_HANDLE | AIR HANDLERS; HEATING, VENTILATING AND AIR CONDITIONING
AIR PLANTS LIMITED | AIR PLANTS | AIR PLANTS LIMITED
AIR POWER ENGINEERING LIMITED | AIRPOWER | AIR POWER ENGINEERING LIMITED
AIR TREATMENT TECHNOLOGY | AIR TREAT | AIR TREATMENT TECHNOLOGY
AIRCO LTD | AIRCO | AIRCO LTD
AIRCOIL | AIRCOIL | AIRCOIL
AIRDALE | AIREDALE | AIRDALE
AIRFLOW FABRICATIONS LTD | AIRFLOW | AIRFLOW FABRICATIONS LTD
AIRFORM LABORATORY FUME CUPBOARDS | AIRFORM | AIRFORM LABORATORY FUME CUPBOARDS
AIRSTREAM CONTROL SYSTEMS LIMITED | AIRSTREAM | AIRSTREAM CONTROL SYSTEMS LIMITED
AIRTECNICS | AIRTECNICS | AIRTECNICS
AJ POWER LIMITED | AJ POWER | AJ POWER LIMITED
AL SHEET METAL FLUES LTD. | AL SHEET M | AL SHEET METAL FLUES LTD.
ALAN ELECTRICAL, ELECTRICAL SWITCHGEAR AND CONTROL SYSTEMS | ALAN_ELECT | ALAN ELECTRICAL, ELECTRICAL SWITCHGEAR AND CONTROL SYSTEMS
ALCO CONTROLS | ALCO_CONT | ALCO CONTROLS
ALCON SOLENOID VALVE | ALCON | ALCON SOLENOID VALVE
ALEDELC | ALEDELC | ALEDELC
ALFA LAVEL | ALFA LAVEL | ALFA LAVEL
ALLAN AQUA SYSTEMS | ALLAN_AQ | ALLAN AQUA SYSTEMS
ALLAWAY ACOUSTICS LTD. | ALLAWAY | ALLAWAY ACOUSTICS LTD.
ALLCOOPER SECURITY SOLUTIONS | ALLCOOPER | ALLCOOPER SECURITY SOLUTIONS
ALLDALES DRIVE SYSTEMS | ALLDALES | ALLDALES DRIVE SYSTEMS
ALLEN AQUA UNIT | ALLEN | ALLEN AQUA UNIT
ALULINE | ALULINE | ALULINE
AMBI-RAD LTD. | AMBI-RAD | AMBI-RAD LTD.
AMERICAN POWER CONVERSION LIMITED | APC_LTD | AMERICAN POWER CONVERSION LIMITED
AMP AIR CONDITIONING | AMP_AC | AMP AIR CONDITIONING
AMPG LTD LABORATORY SPECIALISTS | AMPG LTD | AMPG LTD LABORATORY SPECIALISTS
ANDEL FLOOD ALARM SYSTEMS | ANDEL_FL | ANDEL FLOOD ALARM SYSTEMS
ANDREW SYKES AIR CONDITIONING | ANDREW SYK | ANDREW SYKES AIR CONDITIONING
ANDREWS MACHINE CONSTRUCTION LTD | ANDREWSMC | ANDREWS MACHINE CONSTRUCTION LTD
ANDREWS WATER HEATERS | ANDREWS WA | ANDREWS WATER HEATERS
ANDREWS WATER HEATERS | ANDREWS WH | ANDREWS WATER HEATERS
ANTROL INC | ANTROL | ANTROL INC
APEX LIFTS | APEX LIFTS | APEX LIFTS
APPLIED ENERGY PRODUCTS LTD | APPLIED_EP | APPLIED ENERGY PRODUCTS LTD
APPLIED THERMAL CONTROLS | APPLIED TC | APPLIED THERMAL CONTROLS
AQUASYSTEM WATERTECH | AQUA_SYS | AQUASYSTEM WATERTECH
AQUATECH LIMITED | AQUATECH | AQUATECH LIMITED
AQUAZUR | AQUAZUR | AQUAZUR
AQUITRON LTD. - LEAK DETECTION PRODUCTS | AQUITRON | AQUITRON LTD. - LEAK DETECTION PRODUCTS
ARISTON | ARISTON | ARISTON
ARMSTONE PUMPS LTD | ARMSTONE | ARMSTONE PUMPS LTD
ARMSTRONG PUMPS | ARMSTRONG | ARMSTRONG PUMPS
ARROW VALVES | ARROW | ARROW VALVES
ASCENDA | ASCENDA | ASCENDA
ASCENT LIFT SERVICES LTD | ASCENT_LTD | ASCENT LIFT SERVICES LTD
ASPEN | ASPEN | ASPEN
ASSOCIATED PLASTICS LTD | ASSOCIATED | ASSOCIATED PLASTICS LTD
ASSOCIATED PLASTICS LTD AND MORGAN AND GRUNDY LTD | APMG_LTD | ASSOCIATED PLASTICS LTD AND MORGAN AND GRUNDY LTD
ASTEC MICROFLOW LIMITED | ASTEC | ASTEC MICROFLOW LIMITED
ASTECAIR | ASTECAIR | ASTECAIR
ASTELL SCIENTIFIC LTD. | ASTELL_SC | ASTELL SCIENTIFIC LTD.
ATHOLL | ATHOLL | ATHOLL
ATLAS COPCO AIR POWER | ATLAS | ATLAS COPCO AIR POWER
AUTIMATION AND LIFT LTD | AUTIMAT | AUTIMATION AND LIFT LTD
AXAIR FANS UK LIMITED | AXAIR_FANS | AXAIR FANS UK LIMITED
AXIS ELEVATORS LIFTS | AXIS_ELEV | AXIS ELEVATORS LIFTS
AXIS LIFTS | AXIS | AXIS LIFTS
B&E BOILERS | B&E_BOILER | B&E BOILERS
BACKER ELECTRIC COMPANY LIMITED | BACKER_ELE | BACKER ELECTRIC COMPANY LIMITED
BAHCO VENTILATION LTD. | BAHCO_VENT | BAHCO VENTILATION LTD.
BAILEY & MACKEY LIMITED | BAILEY & M | BAILEY & MACKEY LIMITED
BALMORAL LTD | BALMORAL | BALMORAL LTD
BARDRECK LIFTS | BARDECK | BARDRECK LIFTS
BARDUCT, BUSBAR | BARDUCT | BARDUCT, BUSBAR
BARIC PUMPS LTD | BARIC_PUMP | BARIC PUMPS LTD
BASSAIRE | BASSAIRE | BASSAIRE
BAXI | BAXI | BAXI
BECKER | BECKER | BECKER
BECKER EVANS | BECKEREVAN | BECKER EVANS
BEER | BEER | BEER
BEKO CONDENSATE SYSTEMS LIMITED | BEKO | BEKO CONDENSATE SYSTEMS LIMITED
BELIMO | BELIMO | BELIMO
BENNIE | BENNIE | BENNIE
BENSON HEATING | BENSON_HTG | BENSON HEATING
BERESFORD PUMPS | BERESFORD | BERESFORD PUMPS
BES ELECTRICAL ENVIRONMENTAL SERVICES LIMITED | BES ELECTR | BES ELECTRICAL ENVIRONMENTAL SERVICES LIMITED
BESAM UK | BESAM | BESAM UK
BETTER BUILT MACHINERY CORP. | BETTER_BUI | BETTER BUILT MACHINERY CORP.
BHI | BHI | BHI
BIDDLE | BIDDLE | BIDDLE
BIGNEST LIMITED | BIGNEST | BIGNEST LIMITED
BILCO, ACCESS PRODUCTS | BILCO | BILCO, ACCESS PRODUCTS
BILL SWITCHGEAR LTD. | BILL | BILL SWITCHGEAR LTD.
BIO 2 + | BIO 2 + | BIO 2 +
BIOMAT | BIOMAT | BIOMAT
BIRDSALL SERVICES LIMITED | BIRDSALL | BIRDSALL SERVICES LIMITED
BLACK TECHNIGAS | BLACK_TECH | BLACK TECHNIGAS
BOBRICK | BOBRICK | BOBRICK
BOGE AIR COMPRESSED AIR | BOGE | BOGE AIR COMPRESSED AIR
BORAHURST LIMITED | BORAHURST | BORAHURST LIMITED
BOSCH | BOSCH | BOSCH
BOSS (UK) LIMITED | BOSS | BOSS (UK) LIMITED
BOWTHORPE, SURGE PROTECTOR - DISTRIBUTION | BOWTHORPE | BOWTHORPE, SURGE PROTECTOR - DISTRIBUTION
BRAITHWAITE - STORAGE TANKS | BRAITHW | BRAITHWAITE - STORAGE TANKS
BREFCO (UK) LIMITED | BREFCO UK | BREFCO (UK) LIMITED
BRIMAR PLASTIC LTD | BRIMAR | BRIMAR PLASTIC LTD
BRIMER | BRIMER | BRIMER
BRITA PROFESSIONAL | BRITA_PROF | BRITA PROFESSIONAL
BRITANNIA | BRITANNIA | BRITANNIA
BRLGRAVIA | BELGRAVIA | BRLGRAVIA
BROAG LIMITED | BROAG | BROAG LIMITED
BROOK CROMPTON | BROOK_C | BROOK CROMPTON
BROOKHIRST SWITCHGEAR LIMITED | BROOKHIRST | BROOKHIRST SWITCHGEAR LIMITED
BROOKS VENTILIATION UNITS LIMITED | BROOKS | BROOKS VENTILIATION UNITS LIMITED
BROOMWADE | BROOMWADE | BROOMWADE
BRUNSWICK ENGINEERING | BRUNSWICK | BRUNSWICK ENGINEERING
BRYANT | BRYANT | BRYANT
BSB ENGINEERING LTD. | BSB ENG. | BSB ENGINEERING LTD.
BUCHER HYDRAULICS | BUCHER_HYD | BUCHER HYDRAULICS
BUDERUS BOILERS | BUDERUS | BUDERUS BOILERS
BURGESS PRODUCTS LIMITED | BURGESS | BURGESS PRODUCTS LIMITED
BURROWS ELECTRIC LTD. | BURROWS | BURROWS ELECTRIC LTD.
BUSCH VACUUM PUMPS AND SYSTEMS | BUSCH | BUSCH VACUUM PUMPS AND SYSTEMS
BYRUM LABFLEX | BYRUM_LAB | BYRUM LABFLEX
C H S SWITCHGEAR LTD. | C H S | C H S SWITCHGEAR LTD.
CAICE ACOUSTIC AIR MOVEMENT LTD | CAICE | CAICE ACOUSTIC AIR MOVEMENT LTD
CAMBRIDGE INSTRUMENT CO. LTD | CAMBRIDGE | CAMBRIDGE INSTRUMENT CO. LTD
CAME UK | CAME | CAME UK
CAMFIL LIMITED | CAMFIL LTD | CAMFIL LIMITED
CARADON MIRA LIMITED | CARADON | CARADON MIRA LIMITED
CAREL | CAREL | CAREL
CARLTON | CARLTON | CARLTON
CARRIER | CARRIER | CARRIER
CARRIER HOLLAND HEATING | CARRIER_HH | CARRIER HOLLAND HEATING
CARTER THERMAL ENGINEERING LIMITED | CARTER | CARTER THERMAL ENGINEERING LIMITED
CARVILLE SWITCHGEAR LTD | CARVILLE | CARVILLE SWITCHGEAR LTD
CCD PUMPS LIMITED | CCD PUMPS | CCD PUMPS LIMITED
CDS JACKSON CONTROLS | CDS JACKSO | CDS JACKSON CONTROLS
CELSIA | CELSIA | CELSIA
CENTRAL FANS COLASIT LTD | CENTRAL FA | CENTRAL FANS COLASIT LTD
CETETHERM, PLUMBING & HVAC EQUIPMENT | CETETHERM | CETETHERM, PLUMBING & HVAC EQUIPMENT
CEWE INSTRUMENT; ENERGY MEASUREMENT, METERS | CEWE | CEWE INSTRUMENT; ENERGY MEASUREMENT, METERS
CHAFFOTEAUX | CHAFFOT | CHAFFOTEAUX
CHALLENGER | CHALLENGER | CHALLENGER
CHEMSTORE, HAZARDOUS MATERIALS EXPERTS | CHEMSTORE | CHEMSTORE, HAZARDOUS MATERIALS EXPERTS
CHROMALOX (UK) LTD. | CHROMALOX | CHROMALOX (UK) LTD.
CIAT; AIR CONDITIONING, HEATING, REFRIGERATION AND AIR HANDLING | CIAT | CIAT; AIR CONDITIONING, HEATING, REFRIGERATION AND AIR HANDLING
CIMM | CIMM | CIMM
CLARK AIR CONDITIONING INTERNALTIONAL | CLARK | CLARK AIR CONDITIONING INTERNALTIONAL
CLASSIC AIR LIMITED | CLASSIC AI | CLASSIC AIR LIMITED
CLAUDE LYONS CONTROLS LIMITED | CLAUDE | CLAUDE LYONS CONTROLS LIMITED
CLAUDGEN | CLAUDGEN | CLAUDGEN
CLAYTON | CLAYTON | CLAYTON
CLIMAVENETA | CLIMAVE-TA | CLIMAVENETA
CLIPPER | CLIPPER | CLIPPER
CLIVET AIRCON LIMITED | CLIVET_AIR | CLIVET AIRCON LIMITED
CLONARD ELECTRONIC SERVICES LIMITED | CLONARD | CLONARD ELECTRONIC SERVICES LIMITED
C-MATIC SYSTEM LTD. | C-MATIC | C-MATIC SYSTEM LTD.
COLASIT | COLASIT | COLASIT
COLEMAN MODUCEL LTD | COLMAN_MOD | COLEMAN MODUCEL LTD
COLMAN GREAVES FABRICATIONS LIMITED | COLMAN_GR | COLMAN GREAVES FABRICATIONS LIMITED
COLT | COLT | COLT
COMPAIR UK LIMITED | COMPAIR UK | COMPAIR UK LIMITED
COMPRESSED AIR | COMPAIR | COMPRESSED AIR
CONFERENCE VIDEONICS | CONF_VIDEO | CONFERENCE VIDEONICS
CONIC-FLOW SILENCERS | CONIC-FLOW | CONIC-FLOW SILENCERS
CONNAUGHT COMPLIANCE LTD | CONN_COMPL | CONNAUGHT COMPLIANCE LTD
CONNECT MEDICAL SYSTEM | CMS | CONNECT MEDICAL SYSTEM
CONTAIR AIR CONDITIONING LIMITED | CONTAIR | CONTAIR AIR CONDITIONING LIMITED
CONTROL SYSTEMS (AES) | CONTROL SY | CONTROL SYSTEMS (AES)
COOLASIT LIMITED | COOLASIT | COOLASIT LIMITED
COOLERS AND CONDENSORS LIMITED | COOLERS | COOLERS AND CONDENSORS LIMITED
COOPER LIGHTING AND SAFETY | COOPER_LS | COOPER LIGHTING AND SAFETY
COPELAND | COPELAND | COPELAND
CRABTREE | CRABTREE | CRABTREE
CRANE VALVE GROUP | CRANE_VAL | CRANE VALVE GROUP
CRANFORD CONTROL SYSTEMS LIMITED | CRANFORD | CRANFORD CONTROL SYSTEMS LIMITED
CREDA | CREDA | CREDA
CROWCON DETECTION INSTRUMENTS | CROWCON | CROWCON DETECTION INSTRUMENTS
CS CLEAN SYSTEMS | CS_CLEAN | CS CLEAN SYSTEMS
CUMMINS POWER GENERATION LTD | CUMMIS_GEN | CUMMINS POWER GENERATION LTD
D. BENSON (CONTROLS) LIMITED | D BENSON | D. BENSON (CONTROLS) LIMITED
DAIKIN | DAIKIN | DAIKIN
DALAIR LIMITED | DALAIR LTD | DALAIR LIMITED
DANFOSS | DANFOSS | DANFOSS
DAVIDSON | DAVIDSON | DAVIDSON
DAVIS INDUSTRIAL EQUIPMENT LTD | DAVIS | DAVIS INDUSTRIAL EQUIPMENT LTD
DCE LIMITED | DCE LTD | DCE LIMITED
DEDICATED MICROS | DEDICATED | DEDICATED MICROS
DELCHIL | DELCHIL | DELCHIL
DELL COMPUTER CORPORATION | DELL | DELL COMPUTER CORPORATION
DELONGHI | DELONGHI | DELONGHI
DENCO AIR CONDITIONING | DENCO | DENCO AIR CONDITIONING
DENNIS BALDWIN & SONS; STEAM BOILERS | DENNIS_BAL | DENNIS BALDWIN & SONS; STEAM BOILERS
DENNISON KETT & CO. LTD. | DENNISON | DENNISON KETT & CO. LTD.
DEWEY WATERS LTD | DEWEY | DEWEY WATERS LTD
DIFFUSION - FAN COIL UNITS | DIFFUSION | DIFFUSION - FAN COIL UNITS
DIMPLEX | DIMPLEX | DIMPLEX
DOMNICK HUNTER | DOMNICK | DOMNICK HUNTER
DORMA UK LIMITED | DORMA | DORMA UK LIMITED
DOR-O-MATIC | DOR-O-MAT | DOR-O-MATIC
DRAYTON CONTROLS LIMITED | DRAYTON | DRAYTON CONTROLS LIMITED
DRI-STEEM HUMIDIEFIER CO. | DRI-STEEM | DRI-STEEM HUMIDIEFIER CO.
DUNHAM BUSH LIMITED | DUNHAM | DUNHAM BUSH LIMITED
DUOMO (UK) LTD | DUOMO | DUOMO (UK) LTD
DURAFAN LTD CENTRIFUGAL FAN | DURAFAN | DURAFAN LTD CENTRIFUGAL FAN
DURR DENTAL | DURR_DENT | DURR DENTAL
DUTYPOINT SYSTEMS | DUTYPOINT | DUTYPOINT SYSTEMS
DWM COPLAND | DWM | DWM COPLAND
DWYER INSTRUMENTS | DWYER | DWYER INSTRUMENTS
DYNALITE DYNAMIC LIGHTING | DYNALITE | DYNALITE DYNAMIC LIGHTING
DYNAMIC PLASTICS LTD. | DYNAMIC_PL | DYNAMIC PLASTICS LTD.
E.N. BREY LTD | E.N. BREY | E.N. BREY LTD
E.R.S. | ERS | E.R.S.
EASDALE INTERNATIONAL, AIR HANDLING UNITS | EASDALE | EASDALE INTERNATIONAL, AIR HANDLING UNITS
EATON ELECTRIC LTD. - MEM | EATON | EATON ELECTRIC LTD. - MEM
EBERLE | EBERLE | EBERLE
ECOHOMETEC | ECOHOMETEC | ECOHOMETEC
EDMOLIFT | EDMOLIFT | EDMOLIFT
ELAN LIFTS | ELAN_LIFTS | ELAN LIFTS
ELBI | ELBI | ELBI
ELDON ELECTRIC LTD. | ELDON | ELDON ELECTRIC LTD.
ELECTRO CONTROLS LIMITED | ELECTRO | ELECTRO CONTROLS LIMITED
ELECTROTECH | ELECTROTEC | ELECTROTECH
ELECTROVAP, HUMIDIFIERS | ELECTROVAP | ELECTROVAP, HUMIDIFIERS
ELEKTROGAS | ELEK_GAS | ELEKTROGAS
ELEVATOR CO | ELEVATORCO | ELEVATOR CO
ELGA LAB WATER | ELGA_LAB_W | ELGA LAB WATER
ELOASTAT | ELOASTAT | ELOASTAT
ELSTER INSTROMET | ELSTER_INS | ELSTER INSTROMET
ELTA FANS | ELTA | ELTA FANS
ELTRON | ELTRON | ELTRON
EMERSON NETWORK POWER | EMERSON | EMERSON NETWORK POWER
EMS SECURITY GROUP LTD | EMS_GROUP | EMS SECURITY GROUP LTD
ENFORD LIFTS LIMITED | ENFORDLIFT | ENFORD LIFTS LIMITED
ENVAIR UK | ENVAIR UK | ENVAIR UK
ENVAIR UK LTD | ENVAIR | ENVAIR UK LTD
ENVIRON HEAT | ENVIRON | ENVIRON HEAT
ENVIRONMENTAL CONTROL EQUIPMENT LTD | ECE | ENVIRONMENTAL CONTROL EQUIPMENT LTD
ENVIRONMENTAL EQUIPMENT CORPORATION LTD | EEC_LTD | ENVIRONMENTAL EQUIPMENT CORPORATION LTD
ENVIROTEC | ENVIROTEC | ENVIROTEC
EP PLASTICS LIMITED | EP PLASTIC | EP PLASTICS LIMITED
EP SYSTEMS LIMITED | EP SYSTEMS | EP SYSTEMS LIMITED
EQUI-LIFTS | EQUI-LIFTS | EQUI-LIFTS
ERGE-SPIRALE | ERGE | ERGE-SPIRALE
ESBE | ESBE | ESBE
EUROCOILS LTD | EUROCOILS | EUROCOILS LTD
EUROMETER | EURO | EUROMETER
EVANS | EVANS | EVANS
EXCAL INVERTER | EXCAL | EXCAL INVERTER
EXHAUSTON EXTRACT FAN | EXHAUSTON | EXHAUSTON EXTRACT FAN
EX-OR LIGHTING MANAGEMENT SYSTEMS | EX-OR | EX-OR LIGHTING MANAGEMENT SYSTEMS
EXPRESS | EXPRESS_ | EXPRESS
EXPRESS AND PARK ELEVATORS | EXPRESSPRK | EXPRESS AND PARK ELEVATORS
EXPRESS TRANSFORMARS & CONTROLS LTD. | EXP_TR&CTR | EXPRESS TRANSFORMARS & CONTROLS LTD.
F & R COOLING LIMITED | F & R COOL | F & R COOLING LIMITED
F & R COOLING LTD | F&R COOLIN | F & R COOLING LTD
FAAC (UK) LTD | FAAC | FAAC (UK) LTD
FABRICATED PRODUCTS (UK) LTD | FABR_PR_UK | FABRICATED PRODUCTS (UK) LTD
FALCON FOODSERVICE EQUIPMENT | FALCON EQ | FALCON FOODSERVICE EQUIPMENT
FAN SYSTEMS LIMITED | FAN SYSTEM | FAN SYSTEMS LIMITED
FANS & SPARES LTD | FANS&SPARE | FANS & SPARES LTD
FEDERAL ELECTRIC | FEDERAL_EL | FEDERAL ELECTRIC
FELL CLEAN AIR (1971) LIMITED | FELL | FELL CLEAN AIR (1971) LIMITED
FENTON MECHANIRE LTD. | FENTON_ME | FENTON MECHANIRE LTD.
FERHAM PRODUCTS LTD | FERHAM | FERHAM PRODUCTS LTD
FG WILSON, GENERATORS | FG WILSON | FG WILSON, GENERATORS
FIREHOSE TECH | FIREHOSE_T | FIREHOSE TECH
FITZGERALD LIGHTING | FITZGERALD | FITZGERALD LIGHTING
FLAKT WOODS | FLAKT_WOOD | FLAKT WOODS
FLAMCO BREFCO LTD | FLAMCO | FLAMCO BREFCO LTD
FLEXAIRE | FLEXAIRE | FLEXAIRE
FLEXXAIRE | FLEXXAIRE | FLEXXAIRE
FLOWCOOL SYSTEMS LIMITED | FLOWCOOL | FLOWCOOL SYSTEMS LIMITED
FLOWMESH PRODUCTS LIMITED | FLOWMESH K | FLOWMESH PRODUCTS LIMITED
FLYGT PUMPS | FLYGT | FLYGT PUMPS
FOSTER AIR CONDITIONING LTD. | FOSTER_AC | FOSTER AIR CONDITIONING LTD.
FRIGA-BOHN | FRIGA-BOHN | FRIGA-BOHN
FROSTECHNIC CONTROL PANELS | FROSTECHNI | FROSTECHNIC CONTROL PANELS
FUJITSU | FUJITSU | FUJITSU
FUMAIR | FUMAIR | FUMAIR
FUMEAIR | FUMEAIR | FUMEAIR
FUMETEC LIMITED | FUMETEC LI | FUMETEC LIMITED
GALV TANK | GALV_TANK | GALV TANK
GARATEC | GARATEC | GARATEC
GAS-ARC GROUP LTD | GAS-ARC | GAS-ARC GROUP LTD
GDS JACKSON CONTROLS | GDS JACKSO | GDS JACKSON CONTROLS
GE HALL | GE HALL | GE HALL
GEC INSTALLATION EQUIPMENT LTD. | GEC | GEC INSTALLATION EQUIPMENT LTD.
GENERAL EASTERN INSTRUMENTS | GEN_EASTER | GENERAL EASTERN INSTRUMENTS
GEORGE VARCAS & PARTNERS | GEORGE VAR | GEORGE VARCAS & PARTNERS
GETINGE | GETINGE | GETINGE
GEZE UK LTD | GEZE | GEZE UK LTD
GILBERTS (BLACKPOOL LTD) | GILBERTS | GILBERTS (BLACKPOOL LTD)
GILGEN DOOR SYSTEMS | GILGENDOOR | GILGEN DOOR SYSTEMS
GODWIN PUMPS | GODWIN | GODWIN PUMPS
GOOD WATER LIMITED | GOOD_WATER | GOOD WATER LIMITED
GRAHAME PUTTICK LIMITED | GRAHAME PU | GRAHAME PUTTICK LIMITED
GRUNDFOS PUMPS | GRUNDFOS | GRUNDFOS PUMPS
GRUNDY | GRUNDY | GRUNDY
GT COMPRESSORS | GT COMPRES | GT COMPRESSORS
GUIDELINE | GUIDELINE | GUIDELINE
GUNNEBO MAYOR LTD | GUNNEBO | GUNNEBO MAYOR LTD
H & C COILS LIMITED | H & C COIL | H & C COILS LIMITED
H & C LIFTS/TITAN | H&C | H & C LIFTS/TITAN
H F H LEEDS | HFHLEEDS | H F H LEEDS
H H AIR POWER ENGINEERING LIMITED | HH AIR POW | H H AIR POWER ENGINEERING LIMITED
HADEN YOUNG LIMITED | HADEN YOUN | HADEN YOUNG LIMITED
HAGER GROUP, ELECTRICAL INSTALLATIONS | HAGER | HAGER GROUP, ELECTRICAL INSTALLATIONS
HALTON VENT MASTER | HALTON | HALTON VENT MASTER
HAMMOND AND CHAMPNESS | HAM & CHAM | HAMMOND AND CHAMPNESS
HAMWORTHY HEATING PRODUCTS | HAMWORHTY | HAMWORTHY HEATING PRODUCTS
HANKISON, COMPRESSED AIR TREATMENT PRODUCTS | HANKISON | HANKISON, COMPRESSED AIR TREATMENT PRODUCTS
HANOVIA | HANOVIA | HANOVIA
HANS GUNTER GMBH | GUNTER | HANS GUNTER GMBH
HAPPEL | HAPPEL | HAPPEL
HARBER | HARBER | HARBER
HARTLEY & SUGDEN LTD | HARTLEY | HARTLEY & SUGDEN LTD
HATTERSLEY | HATTERSLEY | HATTERSLEY
HAUPTSCHALTER CONTROL PANEL - MAIN SWITCH | HAUPTSCHAL | HAUPTSCHALTER CONTROL PANEL - MAIN SWITCH
HCP HEATING & COOLING | HCP | HCP HEATING & COOLING
HEAT & POWER LIMITED | HEAT & POW | HEAT & POWER LIMITED
HEAT EXCHANGERS LIMITED | HEAT EXCHA | HEAT EXCHANGERS LIMITED
HEAT STORE | HEATSTORE | HEAT STORE
HEAT TRANSFER | HEAT-TRAN | HEAT TRANSFER
HEATRAE SADIA | HEATRAE | HEATRAE SADIA
HEENAN & FROUDE LTD | HEENAN | HEENAN & FROUDE LTD
HELIOS VENTILATION SYSTEMS LTD. | HELIOS | HELIOS VENTILATION SYSTEMS LTD.
HELLIWELL AIRE MOVEMENT LIMITED | HELLIWELL | HELLIWELL AIRE MOVEMENT LIMITED
HELPMAN GRONNIGEN HOLLAND | HELPMAN | HELPMAN GRONNIGEN HOLLAND
HENDON | HENDON | HENDON
HEPA | HEPA | HEPA
HEPAIRE | HEPAIRE | HEPAIRE
HEPWORTH | HEPWORTH | HEPWORTH
HERAEUS KENDRO LABORATORY PRODUCTS | HERAEUS KE | HERAEUS KENDRO LABORATORY PRODUCTS
HERCO WESSERTECHNIK GMBH | HERCO_WESS | HERCO WESSERTECHNIK GMBH
HEVENTAC CONTROL SYSTEMS LTD | HEVENTAC | HEVENTAC CONTROL SYSTEMS LTD
HICK HARGREAVES CO. LTD | HICK | HICK HARGREAVES CO. LTD
HILL-ROM MEDAES | HIIL-ROM | HILL-ROM MEDAES
HIMEL ENCLOSURES | HIMEL | HIMEL ENCLOSURES
HIROSS COMPRESOR AIR TREATMENT | HIROSS | HIROSS COMPRESOR AIR TREATMENT
HITACHI | HITACHI | HITACHI
HJALL STAGE | HALLSTAGE | HJALL STAGE
HOBART UK | HOBART | HOBART UK
HOIST APPL | HOIST | HOIST APPL
HOLDEN & BROOKE LTD | HOLDEN | HOLDEN & BROOKE LTD
HOLLAND HEATING ~ NETHERLANDS | HOLLAND | HOLLAND HEATING ~ NETHERLANDS
HOLLIDAY FIELDING HOOKING LIMITED | HOLLIDAY | HOLLIDAY FIELDING HOOKING LIMITED
HONEYWELL | HONEYWELL | HONEYWELL
HORTON AUTOMATICS | HORTON | HORTON AUTOMATICS
HOSHIZAKI EUROPE LTD. | HOSHIZAKI | HOSHIZAKI EUROPE LTD.
HOVAL LTD | HOVAL | HOVAL LTD
HOWARTH PARTICULATE | HOWARTH PA | HOWARTH PARTICULATE
HRS HEVAC LTD | HRS_HEVAC | HRS HEVAC LTD
HUALING AIR-CONDITIONGING & EQUIPMENT CO. LTD | HUALING | HUALING AIR-CONDITIONGING & EQUIPMENT CO. LTD
HUBBARD COMMERCIAL PRODUCTS | HUBBARD | HUBBARD COMMERCIAL PRODUCTS
HUNTER FUME EF | HUNTER | HUNTER FUME EF
HUSHON | HUSHON | HUSHON
HYDROMAG | HYDROMAG | HYDROMAG
HYDROVANE ROTARY VANE COMPRESSORS | HYDROVANE | HYDROVANE ROTARY VANE COMPRESSORS
HYGROMATIK - HUMIDIFIERS | HYGROMATIK | HYGROMATIK - HUMIDIFIERS
HY-VENTS LIMITED | HY-VENTS | HY-VENTS LIMITED
ICN BIOMEDICALS LTD | ICN BIOMED | ICN BIOMEDICALS LTD
ICS GROUP | ICS GROUP | ICS GROUP
IDEAL STANDARD | IDEAL STAN | IDEAL STANDARD
IMI | IMI | IMI
IMPERIAL MACHINE COMPANY LTD | IMC | IMPERIAL MACHINE COMPANY LTD
INDUSTRIAL COOLING SYSTEMS GROUP | IND COOLIN | INDUSTRIAL COOLING SYSTEMS GROUP
INDUSTRIAL LIFTS | INDUSTLIFT | INDUSTRIAL LIFTS
INDUSTRIE TECHNIK SRL | INDUS_TECH | INDUSTRIE TECHNIK SRL
INGERSOLL RAND COMPANY LTD | INGERSOLL | INGERSOLL RAND COMPANY LTD
INSTANTA BOILERS | INSTANTA | INSTANTA BOILERS
INTEGRATED BUILDING CONTROLS LTD | INTEGRA_BC | INTEGRATED BUILDING CONTROLS LTD
INVENSYS | INVENSYS | INVENSYS
INVENT-UK LTD, FLOW CONTAINMENT & INSTRUMENTATION | INVENT-UK | INVENT-UK LTD, FLOW CONTAINMENT & INSTRUMENTATION
IONICS WATER SOLUTIONS | IONICS | IONICS WATER SOLUTIONS
ITT FLYGT LIMITED | ITT FLYGT | ITT FLYGT LIMITED
J & E HALL LIMITED | J & E HALL | J & E HALL LIMITED
J J HUMIDIFIERS LTD | J J HUMIDI | J J HUMIDIFIERS LTD
J.W. COWARD | J W COWARD | J.W. COWARD
JACKSON LIFT GROUP | JACKSON_L | JACKSON LIFT GROUP
JET HALL | JETHALL | JET HALL
JET RANGE | JET RANGE | JET RANGE
JOHNSON & STARLEY | JOHNSONSTA | JOHNSON & STARLEY
JOHNSON CONTROLS | JOHNSON | JOHNSON CONTROLS
JUN-AIR (UK) LIMITED | JUN-AIR | JUN-AIR (UK) LIMITED
KABA GROUP | KABA | KABA GROUP
KAESER, AIR COMPRESSORS | KAESER | KAESER, AIR COMPRESSORS
KAIZEN SERVICES LIMITED | KAIZEN | KAIZEN SERVICES LIMITED
KALORIC HEATING COMPANY LIMITED | KALORIC HE | KALORIC HEATING COMPANY LIMITED
KAMPSTRUP | KAMPSTRUP | KAMPSTRUP
KANALFLAKT | KANALFLAKT | KANALFLAKT
KAYANSON | KAYANSON | KAYANSON
KD CONTROLS AND PRODUCTS LIMITED | KD CONTROL | KD CONTROLS AND PRODUCTS LIMITED
KEITH BLACKMAN LTD | KEITH BLAC | KEITH BLACKMAN LTD
KENDRO LABORATORIES LIMITED | KENDRO | KENDRO LABORATORIES LIMITED
KENT, WATER METERS | KENT | KENT, WATER METERS
KILOHEAT LTD | KILOHEAT | KILOHEAT LTD
KILOHEDT FANS | KILOHEDT | KILOHEDT FANS
KINETICO HOME WATER SYSTEMS | KINETICO | KINETICO HOME WATER SYSTEMS
KINGSTON CONTROL SYSTEMS LIMITED | KINGSTON | KINGSTON CONTROL SYSTEMS LIMITED
KONE | KONE | KONE
KOTTERMANN LABORATORIES | KOTTERMANN | KOTTERMANN LABORATORIES
L.B.S. GROUP | L.B.S. | L.B.S. GROUP
LAB FIX, LABORATORY EQUIPMENT - SERVICE, CALIBRATIONS, REPAIRS | LAB_FIX | LAB FIX, LABORATORY EQUIPMENT - SERVICE, CALIBRATIONS, REPAIRS
LABCAIRE SYSTEMS LTD | LABCAIRE | LABCAIRE SYSTEMS LTD
LABCHECK UK LIMITED | LABCHECK | LABCHECK UK LIMITED
LAE ELECTRONIC SPA | LAE_EL_SPA | LAE ELECTRONIC SPA
LANCER UK LTD. | LANCER_UK | LANCER UK LTD.
LANDIS & GYR | LANDIS & | LANDIS & GYR
LATCHWAYS, MANSAFE FALL PROTECTION SYSTEMS AND ACCESS SOLUTIONS | LATCHWAYS | LATCHWAYS, MANSAFE FALL PROTECTION SYSTEMS AND ACCESS SOLUTIONS
LE COMPRESSEUR FRIGORIFIQUE S.A | LE COMPRES | LE COMPRESSEUR FRIGORIFIQUE S.A
LEEMORE | LEEMORE | LEEMORE
LEGRAND | LEGRAND | LEGRAND
LENNOX BALTIC | LENNOX | LENNOX BALTIC
LG ELECTRONICS | LG | LG ELECTRONICS
LIFTEC | LIFTEC | LIFTEC
LINCAT | LINCAT | LINCAT
LOHENNER GMBH & CO. KG | LOHENNER | LOHENNER GMBH & CO. KG
LONDOX | LONDOX | LONDOX
LOWARA PUMPS | LOWARA | LOWARA PUMPS
L'UNITE HERMETIQUE | LUNITE | L'UNITE HERMETIQUE
LUVATA - AIR CON EQ'S | LUVATA | LUVATA - AIR CON EQ'S
LUXMATE LTD. | LUXMATE | LUXMATE LTD.
M&Y VENTILATION EQUIPMENT LIMITED | M&Y VENT | M&Y VENTILATION EQUIPMENT LIMITED
M.T.A. S.P.A. | MTA SPA | M.T.A. S.P.A.
MAC - FUME CUPBOARDS | MAC | MAC - FUME CUPBOARDS
MACH AIRE, AIRFLOW TECHNOLOGIES | MACH AIRE | MACH AIRE, AIRFLOW TECHNOLOGIES
MANCHESTER CALORIFIERS LTD. | MANCHESTER | MANCHESTER CALORIFIERS LTD.
MANESTY MACHINES LTD | MANESTY | MANESTY MACHINES LTD
MANROSE | MANROSE | MANROSE
MARCO | MARCO | MARCO
MARRYAT AND SCOTT | MARRAYAT | MARRYAT AND SCOTT
MARSTAIR | MARSTAIR | MARSTAIR
MATTHEWS & YATES LTD | MATTHEWS | MATTHEWS & YATES LTD
MAX KOLD | MAXKOLD | MAX KOLD
MAX WRIGHT LTD | MAX | MAX WRIGHT LTD
MBRAUN GLOVEBOX WORKSTATIONS | MBRAUN | MBRAUN GLOVEBOX WORKSTATIONS
MEDICAL AIR TECHNOLOGY LIMITED | MEDICAL | MEDICAL AIR TECHNOLOGY LIMITED
MEDICAL AIR TECHNOLOGY LTD | MED AIR | MEDICAL AIR TECHNOLOGY LTD
MEGATOR | MEGATOR | MEGATOR
MEGGITT MOBREY LTD. | MEGGITT | MEGGITT MOBREY LTD.
MELL | MELL | MELL
MEMS POWER GENERATION | MEMS LTD. | MEMS POWER GENERATION
MERLIN GERIN | MERLIN_GER | MERLIN GERIN
MERRYCHEF | MERRYCHEF | MERRYCHEF
MERRYWEATHER PUMPS | MERRYWEATH | MERRYWEATHER PUMPS
METAL FITTINGS LIMITED | METAL FIT | METAL FITTINGS LIMITED
METRICO INDUSTRIAL FANS LIMITED | METRICO | METRICO INDUSTRIAL FANS LIMITED
METSCAN | METSCAN | METSCAN
MHS | MHS | MHS
MICROFLOW BIOLOGICAL SAFETY CABINETS | MICROFLOW | MICROFLOW BIOLOGICAL SAFETY CABINETS
MIKROFILL SYSTEMS LIMITED | MIKROFILL | MIKROFILL SYSTEMS LIMITED
MIRA SHOWERS | MIRA_SHOWE | MIRA SHOWERS
MITSUBISHI | MITSUBISHI | MITSUBISHI
MIZUSHI | MIZUSHI | MIZUSHI
MK ELECTRIC | MK_ELECTR | MK ELECTRIC
MODULAR HEATING LIMITED | MODULAR | MODULAR HEATING LIMITED
MONO PUMPS LIMITED | MONO PUMPS | MONO PUMPS LIMITED
MORGAN & GRUNDY LTD | MOR&GRUNDY | MORGAN & GRUNDY LTD
MORLEY - IAS FIRE SYSTEMS | MORLEY | MORLEY - IAS FIRE SYSTEMS
MOTIVAIR COMPRESSORS LIMITED | MOTIVAIR | MOTIVAIR COMPRESSORS LIMITED
MOVINCOOL | MOVINCOOL | MOVINCOOL
MULTI GENERATOR | MULTI_GEN | MULTI GENERATOR
MULTIVENT LTD | MULTIVENT | MULTIVENT LTD
MURCO LTD - GAS DETECTORS / MONITORS | MURCO | MURCO LTD - GAS DETECTORS / MONITORS
MUREX | MUREX | MUREX
MYSON | MYSON | MYSON
MYSON COPPERAD | COPPERAD | MYSON COPPERAD
NALCO | NALCO | NALCO
NATIONAL ENVIRONMENTAL PRODUCTS LTD. | NEPTRONIC | NATIONAL ENVIRONMENTAL PRODUCTS LTD.
NEDERMAN | NEDERMAN | NEDERMAN
NEW BRUNSWICK SCIENTIFIC CO. | NEW_BR_SC | NEW BRUNSWICK SCIENTIFIC CO.
NEW HADEN PUMPS | NHPUMPS | NEW HADEN PUMPS
NEWLEC ELECTRIC | NEWLEC | NEWLEC ELECTRIC
NEWMET PIFAN LIMITED | NEWMET | NEWMET PIFAN LIMITED
NEXUS | NEXUS | NEXUS
NICHOLSON PLASTICS LIMITED | NICHOLSON | NICHOLSON PLASTICS LIMITED
NIVELCO PROCESS CONTROL CO. | NIVELCO | NIVELCO PROCESS CONTROL CO.
NORDMANN ENGINEERING | NORDMANN | NORDMANN ENGINEERING
NORELIGHT PANELS | NORELIGHT | NORELIGHT PANELS
NORGREN | NORGREN | NORGREN
NORTHERN PUMP SUPPLIERS LTD. | NORTH_PUMP | NORTHERN PUMP SUPPLIERS LTD.
NRS LIMITED | NRS LIMITE | NRS LIMITED
NUAIRE, VENTILATION SOLUTIONS | NU-AIRE | NUAIRE, VENTILATION SOLUTIONS
NU-WAY | NU-WAY | NU-WAY
OAKLANDS | OAKLANDS | OAKLANDS
OERLIKON LEYBOLD VACUUM | LEYBOLD | OERLIKON LEYBOLD VACUUM
OIL DRI (UK) LIMITED | OIL DRI UK | OIL DRI (UK) LIMITED
OMRON CORPORATION | OMRON CORP | OMRON CORPORATION
ORMANDY LTD | ORMANDY | ORMANDY LTD
OSMONIC SDN BHD | OSMONIC | OSMONIC SDN BHD
OTIS / PORN & DUNWOODY | OTISPORN | OTIS / PORN & DUNWOODY
OTIS / THYSSEN | OTISTHYSS | OTIS / THYSSEN
OTIS / TITAN | OTISTITAN | OTIS / TITAN
OTIS AXIS | OTIS AXIS | OTIS AXIS
OTIS BARDECK | OTISBARD | OTIS BARDECK
OTIS GUIDLINE | OTIS GUIDE | OTIS GUIDLINE
OTIS LTD | OTIS LTD | OTIS LTD
OTTO | OTTO | OTTO
OZONAIR ENGINEERING COMPANY LIMITED | OZONAIR | OZONAIR ENGINEERING COMPANY LIMITED
P&L SYSTEM | P&L SYSTEM | P&L SYSTEM
PALCON SYSTEMS LTD | PALCON | PALCON SYSTEMS LTD
PANASONIC | PANASONIC | PANASONIC
PANELMATIC SYSTEMS LTD | PANELMATIC | PANELMATIC SYSTEMS LTD
PAR INDUSTRIES | PAR_INDUST | PAR INDUSTRIES
PARKER DOMINIC HUNTER | PARKER_DH | PARKER DOMINIC HUNTER
PARTON FIBREGLASS LTD | PFG_TANK | PARTON FIBREGLASS LTD
PEAK SCIENTIFIC LTD | PEAK SCIEN | PEAK SCIENTIFIC LTD
PENTAIR WATER FRANCE | PENTAIR | PENTAIR WATER FRANCE
PEPERS OF WOKING LTD. | PEPERS_LTD | PEPERS OF WOKING LTD.
PERIMEER | PERIMEER | PERIMEER
PERKINS GENERATOR | PERKINS | PERKINS GENERATOR
PF&F LTD. | PF&F LTD. | PF&F LTD.
PG TYRER TURBINES LIMITED | PG TYRER | PG TYRER TURBINES LIMITED
PHILIPS | PHILIPS | PHILIPS
PHOENIX CONTROLS CORPORATION (USA) | PHOENIX | PHOENIX CONTROLS CORPORATION (USA)
PHOTAIN CONTROLS LTD | PHOT_CONTR | PHOTAIN CONTROLS LTD
PICKERINGS | PICKERINGS | PICKERINGS
PILLINGER AIR LIMITED | PILLINGER | PILLINGER AIR LIMITED
PIMS PUMPS LTD. | PIMS_PUMPS | PIMS PUMPS LTD.
PIPELINE CENTRE LTD | PIPELINE_C | PIPELINE CENTRE LTD
PITCO FRIALATOR, INC. | PITCO | PITCO FRIALATOR, INC.
PLASTIC CONTRUCTIONS LIMITED | PLASTIC | PLASTIC CONTRUCTIONS LIMITED
PLATFORM LIFT CO | PLATFORM_L | PLATFORM LIFT CO
PM - LUFT | PM - LUFT | PM - LUFT
PNEUMATEX WATER MANAGEMENT (PLENO, STATICO, ETC.) | PNEUMATEX | PNEUMATEX WATER MANAGEMENT (PLENO, STATICO, ETC.)
POLARON CONTROLS LIMITED | POLARON_C | POLARON CONTROLS LIMITED
PORCHLIFT | PORCHLIFT | PORCHLIFT
PORN AND DUNWOODY | PORNDUN | PORN AND DUNWOODY
POTTERTON BOILERS | POTTERTON | POTTERTON BOILERS
POWER LIFTS | POWER_LIFT | POWER LIFTS
POWERMAG, ELECTROMAGNETIC SCALE INHIBITOR | POWERMAG | POWERMAG, ELECTROMAGNETIC SCALE INHIBITOR
POWRMATIC | POWRMATIC | POWRMATIC
PRESTAIR | PRESTAIR | PRESTAIR
PRESTCOLD LTD. | PRESTCOLD | PRESTCOLD LTD.
PRIORCLAVE LTD | PRIORCLAVE | PRIORCLAVE LTD
PULLEN PUMPS | PULLEN | PULLEN PUMPS
PULSATRON | PULSATRON | PULSATRON
PUMPAC - PACKEGED PUMPING STATIONS | PUMPAC | PUMPAC - PACKEGED PUMPING STATIONS
PUREWATER STORAGE LTD | PUREWATER | PUREWATER STORAGE LTD
QUALITAIR | QUALITAIR | QUALITAIR
QUALITAR | QUALITAR | QUALITAR
QUANTUM PRODUCTION LTD | QUANTUM | QUANTUM PRODUCTION LTD
QUARTZ | QUARTZ | QUARTZ
QUELIFE | QUELIFE | QUELIFE
R&S CARTWRIGHT | R&S_CARWR | R&S CARTWRIGHT
RADA CONTROLS | RADA | RADA CONTROLS
RATIONAL | RATIONAL | RATIONAL
RAYCHEM TRACE HEATING SYSTEMS | RAYCHEM | RAYCHEM TRACE HEATING SYSTEMS
RC GROUP | RC GROUP | RC GROUP
REAVELL & CO LTD | REAVELL | REAVELL & CO LTD
RECUPERATOR LIMITED | RECUPERATO | RECUPERATOR LIMITED
REDNAL PNEUMATICS LTD | REDNAL | REDNAL PNEUMATICS LTD
REDRING TUBULAR HEATER | REDRING | REDRING TUBULAR HEATER
REFLEX WINKLEMANN PANNHOFF | REFLEX | REFLEX WINKLEMANN PANNHOFF
REGENCY SANGIORGIO | REGENCY | REGENCY SANGIORGIO
REMEHA | REMEHA | REMEHA
REVCO ULTRA-LOW TEMPERATURE FREEZER | REVCO | REVCO ULTRA-LOW TEMPERATURE FREEZER
REZNOR VENTILATION | REZNOR | REZNOR VENTILATION
RHODES BRYDON & VOUATT | RHODES | RHODES BRYDON & VOUATT
RICHARD CRITTAL & CO LIMITED | RICHARD | RICHARD CRITTAL & CO LIMITED
RIELLO LIMITED | RIELLO | RIELLO LIMITED
RITTAL LTD | RITTAL | RITTAL LTD
RIVA COLD LTD | RIVA_COLD | RIVA COLD LTD
ROLLER SHUTTERS LTD | ROL_SHUTT | ROLLER SHUTTERS LTD
ROOF UNITS LTD | ROOF UNITS | ROOF UNITS LTD
ROSSER & RUSSELL LTD | ROSSER | ROSSER & RUSSELL LTD
ROTHER BOILER COMPANY LIMITED | ROTHER | ROTHER BOILER COMPANY LIMITED
ROYLES LIMITED | ROYLES | ROYLES LIMITED
RS COMPONENTS LTD | RS_COMPON | RS COMPONENTS LTD
RYCROFT LIMITED | RYCROFT | RYCROFT LIMITED
S & B UK LIMITED | S & B UK | S & B UK LIMITED
S&P COIL PRODUCTS LIMITED | S&P COIL | S&P COIL PRODUCTS LIMITED
SADIS WATER HEATERS LTD | SADIS | SADIS WATER HEATERS LTD
SAFELAB | SAFELAB | SAFELAB
SAIMA SICUREZZA SPA, GLOBAC ACCESS CONTROL | SAIMA | SAIMA SICUREZZA SPA, GLOBAC ACCESS CONTROL
SAMSON CONTROLS (LONDON) LIMITED | SAMSON | SAMSON CONTROLS (LONDON) LIMITED
SANDTEX (UK) LIMITED | SANDTEX | SANDTEX (UK) LIMITED
SANGAMO | SANGAMO | SANGAMO
SANGIORGIO | SANGIORGIO | SANGIORGIO
SANGLORGIA | SANGLORGIA | SANGLORGIA
SANIFLO, SFA GROUP | SANIFLO | SANIFLO, SFA GROUP
SANLIXIN | SANLIXIN | SANLIXIN
SANTON | SANTON | SANTON
SANYO | SANYO | SANYO
SAREL LTD | SAREL | SAREL LTD
SARENA MANUFACTURING LIMITED | SARENA | SARENA MANUFACTURING LIMITED
SATCHWELL CONTROLS SYSTEMS LTD | SATCHWELL | SATCHWELL CONTROLS SYSTEMS LTD
SAUTER AUTOMATION LIMITED | SAUTER_LTD | SAUTER AUTOMATION LIMITED
SAVAWATT (UK) LIMITED | SAVAWATT | SAVAWATT (UK) LIMITED
SAVILLE STAINLESS LIMITED | SAVILLE | SAVILLE STAINLESS LIMITED
SAXON LIFTS | SAXON_LIFT | SAXON LIFTS
SCANLAF | SCANLAF | SCANLAF
SCHINDLER AND GUIDELINE | SCHINDGUID | SCHINDLER AND GUIDELINE
SCHINDLER BUDGET | SCHINDLERB | SCHINDLER BUDGET
SCHINDLER LTD | SCHINDLER_ | SCHINDLER LTD
SCHNEIDER ELECTRIC | SCHNE_ELEC | SCHNEIDER ELECTRIC
SCIENTEK TECHNOLOGY CORP. | SCIENTEK | SCIENTEK TECHNOLOGY CORP.
SCOTSMAN ICE SYSTEMS# | SCOTSMAN | SCOTSMAN ICE SYSTEMS#
SCS | SCS | SCS
SE CONTROLS | SE CONTROL | SE CONTROLS
SEARLE | SEARLE | SEARLE
SEARS | SEARS | SEARS
SEC AUTOCLAVE | SEC | SEC AUTOCLAVE
SECUFLOW | SECUFLOW | SECUFLOW
SELKIRK MANUFACTURING LIMITED | SELKIRK | SELKIRK MANUFACTURING LIMITED
SEMPER PRODUCTS LIMITED | SEMPER | SEMPER PRODUCTS LIMITED
SENSUS METERING SYSTEMS | SENSUS_MET | SENSUS METERING SYSTEMS
SERVICE LIFT AND STANNAH | SERVICELFT | SERVICE LIFT AND STANNAH
SHORTS | SHORTS | SHORTS
SIEMENS | SIEMENS | SIEMENS
SILENSYS AIR CONDITIONING | SILENSYS | SILENSYS AIR CONDITIONING
SIMMONS ELECTRICAL SERVICES (SUTTON) LIMITED | SIMMONS | SIMMONS ELECTRICAL SERVICES (SUTTON) LIMITED
SLANEY CONTROLS LIMITED | SLANEY_CON | SLANEY CONTROLS LIMITED
SMEDEGARD OF DENMARK | SMEDEGAARD | SMEDEGARD OF DENMARK
SOCOMEC | SOCOMEC | SOCOMEC
SODECA FANS | SODECA | SODECA FANS
SOLER & PALAU LTD. | S&P_FANS | SOLER & PALAU LTD.
SONDEX UK LTD | SONDEX | SONDEX UK LTD
SOUTHALLS HYGIENE | SOUTHALLS | SOUTHALLS HYGIENE
SOUTHERN CONTROL SERVICES | SOUTHERN | SOUTHERN CONTROL SERVICES
SPARTAN CONTROLS LTD. | SPARTAN | SPARTAN CONTROLS LTD.
SPC BELGRAVIA | SPC | SPC BELGRAVIA
SPIRAX SARCO LIMITED | SPIRAX SER | SPIRAX SARCO LIMITED
SPIROTECH | SPIROTECH | SPIROTECH
SS CIRCUITS LTD | SS CIRCUIT | SS CIRCUITS LTD
STAFFA | STAFFA | STAFFA
STANLEY ACCESS TECHNOLOGIES | STANLEY | STANLEY ACCESS TECHNOLOGIES
STANNAH | STANNAH | STANNAH
STAR REFRIGERATION | STAR_REFR | STAR REFRIGERATION
STAR SYSTEMS INTERNATIONAL (SSI), LIMITED | STARSYSEMS | STAR SYSTEMS INTERNATIONAL (SSI), LIMITED
STELRAD GROUP | STELRAD | STELRAD GROUP
STRATOS PRODUCT | STRATOS | STRATOS PRODUCT
STROBIC AIR CORPORATION | STROBIC A | STROBIC AIR CORPORATION
STUART TURNER LTD | STUART TUR | STUART TURNER LTD
STUCKLIN | STUCKLIN | STUCKLIN
STULZ AIR CONDITIONING | STULZ | STULZ AIR CONDITIONING
SUMITOMO DRIVE TECHNOLOGIES | SUMITOMO | SUMITOMO DRIVE TECHNOLOGIES
SWEGON | SWEGON | SWEGON
SWITCHGEAR SYSTEMS LTD., ELECTRICAL SWITCHGEAR | SWITCHGEAR | SWITCHGEAR SYSTEMS LTD., ELECTRICAL SWITCHGEAR
SYSTEM AIR GMBH | SYSTEMAIR | SYSTEM AIR GMBH
TAC / SATCHWELL | TAC | TAC / SATCHWELL
TAIAN ELECTRIC CO LTD. | TAIAN E.CO | TAIAN ELECTRIC CO LTD.
TECHNIBEL; HEAT PUMP, HEATING & AIR CONDITIONING | TECHNIBEL | TECHNIBEL; HEAT PUMP, HEATING & AIR CONDITIONING
TECHNI-COIL LTD. | TECHNI-CO | TECHNI-COIL LTD.
TECHNOBEL | TECHNOBEL | TECHNOBEL
TECO ELECTRIC | TECO ELEC. | TECO ELECTRIC
TELESCOPIC | TELESCOPIC | TELESCOPIC
TEMCANA KESTRAL | TEMCANA | TEMCANA KESTRAL
TEMCANA KESTRAL | TEMCANA KE | TEMCANA KESTRAL
TEMPORATURE LTD | TEMPORATUR | TEMPORATURE LTD
TEV LIMITED | TEV_LTD | TEV LIMITED
THE ANDREWS MACHINE CONSTRUCTION COMPANY | THE ANDREW | THE ANDREWS MACHINE CONSTRUCTION COMPANY
THE BAKER COMPANY | THE BAKER | THE BAKER COMPANY
THE FARRAR BOILER WORKS LIMITED | THE FARRAR | THE FARRAR BOILER WORKS LIMITED
THE STERLIZING EQUIPMENT CO.LTD. | THE_STER_E | THE STERLIZING EQUIPMENT CO.LTD.
THE WALLACE TOWN ENGINEERING CO LIMITED | THE WALLAC | THE WALLACE TOWN ENGINEERING CO LIMITED
THERMO ELECTRON CORPORATION | THERMO_ELE | THERMO ELECTRON CORPORATION
THERMO ENGINEERING LTD | THERMO_ENG | THERMO ENGINEERING LTD
THERMO SCIENTIFIC, LABORATORY EQUIPMENT | THERMO_SCI | THERMO SCIENTIFIC, LABORATORY EQUIPMENT
THERMOCOLD AIR CONDITIONING SERVICES | THERMOCOLD | THERMOCOLD AIR CONDITIONING SERVICES
THERMOCONTROL INST. CO LTD. | THERMOCONT | THERMOCONTROL INST. CO LTD.
THERMOFROST CRYO PLC | THERMOFRST | THERMOFROST CRYO PLC
THOMAS GLOVER & COMPANY | THOMAS_G&C | THOMAS GLOVER & COMPANY
THORN CAGING SYSTEMS INC. | THORN VENT | THORN CAGING SYSTEMS INC.
THORN LIGHTING LTD | THORN_LIGH | THORN LIGHTING LTD
THYSSEN, LIFTS | THYSSEN | THYSSEN, LIFTS
TITAN LIFTS | TITAN | TITAN LIFTS
TOSHIBA | TOSHIBA | TOSHIBA
TOUR & ANDERSON HYDRONICS LTD | T&A HYDRO | TOUR & ANDERSON HYDRONICS LTD
TOWER & SONS LIMITED | TOWER & SO | TOWER & SONS LIMITED
TRAC TIME CONTROLD LTD | TRAC_TIME | TRAC TIME CONTROLD LTD
TRANE | TRANE | TRANE
TREND | TREND | TREND
TRIPLE RED LAB TECHNOLOGY | TRIPLE RED | TRIPLE RED LAB TECHNOLOGY
TRITON SHOWERS | TRITON | TRITON SHOWERS
TROX UK LTD | TROX | TROX UK LTD
TSSI SYSTEMS LTD, SECURITY SERVICES & EQUIPMENT | TSSI_SYS | TSSI SYSTEMS LTD, SECURITY SERVICES & EQUIPMENT
TURNEY TURBINES LTD | TURNEY | TURNEY TURBINES LTD
TURNGROVE FANS LIMITED | TURNGROVE | TURNGROVE FANS LIMITED
UK EXCHANGERS LTD. | UK_EXCHANG | UK EXCHANGERS LTD.
UK LIFTS | UKLIFTS | UK LIFTS
UNIFLOW | UNIFLOW | UNIFLOW
UNIIFAX, FIRE ALARM PANELS | UNIIFAX | UNIIFAX, FIRE ALARM PANELS
UNIT FORM , LEEDS | UNIT FORM | UNIT FORM , LEEDS
UNITED AIR SPECIALISTS (UK) LTD | UNITED AIR | UNITED AIR SPECIALISTS (UK) LTD
UNKNOWN | UNKNOWN | UNKNOWN
VACON PLC | VACON | VACON PLC
VAILLANT LTD. | WAILLANT | VAILLANT LTD.
VALERA SWISS HAIR SPECIALISTS | VALERA | VALERA SWISS HAIR SPECIALISTS
VALLIANT | VALLIANT | VALLIANT
VAN SPALL ASSOCIATES | VAN_SPALL | VAN SPALL ASSOCIATES
VAPAC HUMIDITY CONTROL LTD | VAPAC | VAPAC HUMIDITY CONTROL LTD
VARAC HUMIDIFIERS LTD | VARAC HUMI | VARAC HUMIDIFIERS LTD
VAREM | VAREM | VAREM
VEAB HEAT TECH AB | VEAB_HEAT | VEAB HEAT TECH AB
VENTAXIA | VENTAXIA | VENTAXIA
VERCO | VERCO | VERCO
VERHUAST | VERHUAST | VERHUAST
VES ANDOVER | VES | VES ANDOVER
VICTOR | VICTOR | VICTOR
VIDIONICS SECURITY SYSTEMS LTD | VIDIONICS | VIDIONICS SECURITY SYSTEMS LTD
VIKING XP AIR HANDLING UNITS | VIKING | VIKING XP AIR HANDLING UNITS
VIMEC | VIMEC | VIMEC
VISCO LIMITED | VISCO LTD | VISCO LIMITED
VISTA-CCTV | VISTA-CCTV | VISTA-CCTV
WADSWORTH | WADSWORTH | WADSWORTH
WALKER SAFETY CABINETS LIMITED | WALKER | WALKER SAFETY CABINETS LIMITED
WATERLOO-OZONAIR | WATERLOO | WATERLOO-OZONAIR
WATFORD REFRIDGERATION AND AIR CONDITIONING LIMITED | WATFORD | WATFORD REFRIDGERATION AND AIR CONDITIONING LIMITED
WAYGOOD-OTIS | WAYGOOD | WAYGOOD-OTIS
WELDWORK | WELDWORK | WELDWORK
WERIE-RIETSCHLE, VACUUM SYSTEMS | WERIE-RIET | WERIE-RIETSCHLE, VACUUM SYSTEMS
WESSEX | WESSEX | WESSEX
WHITLENGE DRINK EQUIPMENT LTD | WHITLENGE | WHITLENGE DRINK EQUIPMENT LTD
WHURST CONTROLS & INSTAKKATIONS LIMITED | WHURST | WHURST CONTROLS & INSTAKKATIONS LIMITED
WILLIAMS FRIGA-BOHN | WILLIAMS | WILLIAMS FRIGA-BOHN
WILO SALMSON PUMPS LIMITED | WILO SALMS | WILO SALMSON PUMPS LIMITED
WINDCREST | WINDCREST | WINDCREST
WINKLEMANN PANNHOFF (REFLEX) | WINKLEMANN | WINKLEMANN PANNHOFF (REFLEX)
WINTERHALTER | WINTERHAL | WINTERHALTER
WOODS AIR MOVEMENT | WOODS AIR | WOODS AIR MOVEMENT
WOODS OF COLCHESTER | WOODS_ | WOODS OF COLCHESTER
WORCESTER, BOSCH GROUP | WORCESTER | WORCESTER, BOSCH GROUP
WORLDWIND, HAND & HAIR DRYERS | WORLDWIND | WORLDWIND, HAND & HAIR DRYERS
WORTHINGTON SIMPSON LTD | WORTHINGTO | WORTHINGTON SIMPSON LTD
WRAS | WRAS | WRAS
XPELAIR - EXTRACT FAN | XPELAIR | XPELAIR - EXTRACT FAN
YORK | YORK | YORK
ZILMET | ZILMET | ZILMET
ZIP HEATERS (UK) LIMITED | ZIP HEATER | ZIP HEATERS (UK) LIMITED

## FAMIS L2 (hidden)
FAMIS L2 | System Group
COMMS&SEC_INSTL | COMMUNICATION, SECURITY & CONTROL INSTALLATIONS (CSC) | 5.12
DISP_INSTL | DISPOSAL INSTALLATIONS (DI) | 5.3
ELEC_INSTL | ELECTRICAL INSTALLATIONS (EI) | 5.8
EXT_WALLS | EXTERNAL WALLS (EWAL) | 2.5
EXTNL_DRAIN | EXTERNAL DRAINAGE (ED) | 8.6
FENCING&WALLS | FENCING, RAILINGS AND WALLS (FRW) | 8.4
FF&E | FITTINGS, FURNISHINGS AND EQUIPMENT (FFE) | 4.1
FIRE_PROTECTN | FIRE & LIGHTNING PROTECTION (FLP) | 5.11
FUEL_INSTL | FUEL INSTALLATIONS (FI) | 5.9
HEAT_SOURCE | HEAT SOURCE (HS) | 5.5
LIFT_INSTL | LIFT & CONVEYOR INSTALLATIONS (LCI) | 5.10
SANITARY_INSTL | SANITARY INSTALLATIONS (SI) | 5.1
SERV_EQUIP | SERVICES EQUIPMENT (SE) | 5.2
SPACE_HTG_AC | SPACE HEATING & AIR CONDITIONING (SHAC) | 5.6
SPECIAL_INSTL | SPECIALIST INSTALLATIONS (SI) | 5.13
VENTILATION | VENTILATION SYSTEMS (VS) | 5.7
WINDOWS_DOORS | WINDOWS AND EXTERNAL DOORS (WIN & EDR) | 2.6
WTR_INSTL | WATER INSTALLATIONS (WI) | 5.4

## FAMIS L3 (hidden)
System and / or Element | FAMIS L3
Central air conditioning | CENTRL_AC | 5.6.7
Central control / building management systems | BMS | 5.12.3
Central Cooling | CENT_COOL | 5.6.3
Central Heating | CENT_HEAT | 5.6.1
Central heating and cooling | CENTRL_H&C | 5.6.5
Central ventilation | CENT_VENT | 5.7.1
Chemical, toxic and industrial liquid waste drainage | CHEM_TOXIC | 5.3.2
Cold water distribution | CW_DIST | 5.4.2
Communication systems | COMMS_SYS | 5.12.1
Conveyors | CONVEYOR | 5.10.5
Cranes and unenclosed hoists | CRANES | 5.10.7
Dock levellers and scissor lifts | DOCK_L_S | 5.10.6
Earthing and bonding systems | EARTH&BOND | 5.8.6
Electrical mains and sub-mains distribution | ELEC_MAINS | 5.8.1
Escalators | ESCALTRS | 5.10.2
External doors | EXT_DOORS | 2.6.2
Façade access / cleaning systems | ACC_SYSTEM | 2.5.6
Fire fighting systems | FIRE_FIGHT | 5.11.1
Fire suppression systems | FIRE_SUPP | 5.11.2
Foul drainage above ground | FOUL_DRAIN | 5.3.1
Fuel distribution systems | FUEL_DIST | 5.9.2
Fuel storage | FUEL-STRGE | 5.9.1
Heat Source | HEAT_SRCE | 5.5.1
Hot water distribution | HW_DIST | 5.4.3
Lifts and enclosed hoists | LIFTS | 5.10.1
Lighting installations | LIGHT_INST | 5.8.3
Lightning protection | LIGHTN_PRO | 5.11.3
Local Cooling | LOCAL_COOL | 5.6.4
Local air conditioning | LOCAL_AC | 5.6.8
Local and special ventilation | L_S_VENT | 5.7.2
Local electricity generation systems | ELEC_GENR | 5.8.5
Local Heating | LOCAL_HEAT | 5.6.2
Local heating and cooling | LOCAL_H_C | 5.6.6
Local Hot Water | LOCAL_HW | 5.4.4
Mains water supply | MAINS_WTR | 5.4.1
Moving Pavements | MOVE_PAVE | 5.10.3
Non-mechanical and electrical equipment (NMEE | NON_M_E_EQ | 4.1.6
Other transport systems | OTHER_TRAN | 5.10.10
Power Installations | PWR_INSTL | 5.8.2
Powered stair lifts | STR_LIFTS | 5.10.4
Refuse Disposal | REFUSE | 5.3.3
Sanitary Ancillaries | SAN_APP | 5.1.2
Sanitary Appliances | SAN_APP | 5.1.1
Security systems | SEC_SYS | 5.12.2
Services equipment (SE) | SERV_EQ | 5.2.1
Smoke extract / control | SMK_EXTRCT | 5.7.3
Specialist refrigeration systems | REFRIG_SYS | 5.13.2
Specialist electrical/ electronic systems | SPEC_ELEC | 5.13.4
Specialist lighting installations | SPEC_LIGHT | 5.8.4
Specialist piped supply systems | PIPE_SYS | 5.13.1
Steam and condensate distribution | STEAM_DIST | 5.4.5
Surface water and foul water drainage | DRAINAGE | 8.6.1
Walls and Screens | BARR&GUARD | 8.4.2
Water features | W_FEATURE | 5.13.5

## FAMIS L4 (hidden)
System and / or Element | FAMIS L3
Central air conditioning | CENTRL_AC | 5.6.7 | 9
Central control / building management systems | BMS | 5.12.3 | 3
Central Cooling | CENT_COOL | 5.6.3 | 9
Central Heating | CENT_HEAT | 5.6.1 | 9
Central heating and cooling | CENTRL_H&C | 5.6.5 | 10
Central ventilation | CENT_VENT | 5.7.1 | 9
Chemical, toxic and industrial liquid waste drainage | CHEM_TOXIC | 5.3.2 | 10
Cold water distribution | CW_DIST | 5.4.2 | 7
Communication systems | COMMS_SYS | 5.12.1 | 9
Conveyors | CONVEYOR | 5.10.5 | 8
Cranes and unenclosed hoists | CRANES | 5.10.7 | 6
Dock levellers and scissor lifts | DOCK_L_S | 5.10.6 | 8
Earthing and bonding systems | EARTH&BOND | 5.8.6 | 10
Electrical mains and sub-mains distribution | ELEC_MAINS | 5.8.1 | 10
Escalators | ESCALTRS | 5.10.2 | 8
External doors | EXT_DOORS | 2.6.2 | 9
Façade access / cleaning systems | ACC_SYSTEM | 2.5.6 | 10
Fire fighting systems | FIRE_FIGHT | 5.11.1 | 10
Fire suppression systems | FIRE_SUPP | 5.11.2 | 9
Foul drainage above ground | FOUL_DRAIN | 5.3.1 | 10
Fuel distribution systems | FUEL_DIST | 5.9.2 | 9
Fuel storage | FUEL-STRGE | 5.9.1 | 10
Heat Source | HEAT_SRCE | 5.5.1 | 9
Hot water distribution | HW_DIST | 5.4.3 | 7
Lifts and enclosed hoists | LIFTS | 5.10.1 | 5
Lighting installations | LIGHT_INST | 5.8.3 | 10
Lightning protection | LIGHTN_PRO | 5.11.3 | 10
Local Cooling | LOCAL_COOL | 5.6.4 | 10
Local air conditioning | LOCAL_AC | 5.6.8 | 8
Local and special ventilation | L_S_VENT | 5.7.2 | 8
Local electricity generation systems | ELEC_GENR | 5.8.5 | 9
Local Heating | LOCAL_HEAT | 5.6.2 | 10
Local heating and cooling | LOCAL_H_C | 5.6.6 | 9
Local Hot Water | LOCAL_HW | 5.4.4 | 8
Mains water supply | MAINS_WTR | 5.4.1 | 9
Moving Pavements | MOVE_PAVE | 5.10.3 | 9
Non-mechanical and electrical equipment (NMEE | NON_M_E_EQ | 4.1.6 | 10
Other transport systems | OTHER_TRAN | 5.10.10 | 10
Power Installations | PWR_INSTL | 5.8.2 | 9
Powered stair lifts | STR_LIFTS | 5.10.4 | 9
Refuse Disposal | REFUSE | 5.3.3 | 6
Sanitary Ancillaries (SA) | SAN_APP | 5.1.2 | 7
Sanitary Appliances (SA) | SAN_APP | 5.1.1 | 7
Security systems | SEC_SYS | 5.12.2 | 7
Services equipment (SE) | SERV_EQ | 5.2.1 | 7
Smoke extract / control | SMK_EXTRCT | 5.7.3 | 10
Specialist refrigeration systems | REFRIG_SYS | 5.13.2 | 10
Specialist electrical/ electronic systems | SPEC_ELEC | 5.13.4 | 9
Specialist lighting installations | SPEC_LIGHT | 5.8.4 | 10
Specialist piped supply systems | PIPE_SYS | 5.13.1 | 8
Steam and condensate distribution | STEAM_DIST | 5.4.5 | 10
Surface water and foul water drainage | DRAINAGE | 8.6.1 | 8
Walls and Screens | BARR&GUARD | 8.4.2 | 10
Water features | W_FEATURE | 5.13.5 | 9

## L3 to L2 links (hidden)
FAMIS - How Level 3's are linked to Level 2
Currently alphabetically ordered (not Elementally or System ordered)
| Level 3 Code | Level 3 Description | Belongs to Level 2 Code
| ACC_SYSTEM | Façade access/cleaning systems | EXT_WALLS
| ACC_SYSTEM | Window / façade cleaning cradles | EXT_WALLS
| BARR&GUARD | Barriers and guardrails | FENCING&WALLS
| BMS | Central control/building management systems | COMMS&SEC_INSTL
| CENT_COOL | Central cooling | SPACE_HTG_AC
| CENT_HEAT | Central heating | SPACE_HTG_AC
| CENT_VENT | Central ventilation | VENTILATION
| CENTRL_AC | Central air conditioning | SPACE_HTG_AC
| CENTRL_H&C | Central heating and cooling | SPACE_HTG_AC
| COMMS_SYS | Communication systems | COMMS&SEC_INSTL
| CW_DIST | Cold water distribution | WTR_INSTL
| DRAINAGE | Surface water and foul water drainage | EXTNL_DRAIN
| EARTH&BOND | Earthing and Bonding Systems | ELEC_INSTL
| ELEC_GENR | Local electricity generation systems | ELEC_INSTL
| ELEC_MAINS | Electrical Mains and Sub-mains Distribution | ELEC_INSTL
| ESCALTRS | Escalators | LIFT_INSTL
| EXT_DOORS | External doors | WINDOWS_DOORS
| FIRE_FIGHT | Fire fighting systems | FIRE_PROTECTN
| FIRE_SUPP | Fire suppression systems | FIRE_PROTECTN
| FOUL_DRAIN | Foul drainage above ground | DISP_INSTL
| FUEL_DIST | Fuel distribution systems | FUEL_INSTL
| FUEL-STRGE | Fuel storage | FUEL_INSTL
| HEAT_SRCE | Heat source | HEAT_SOURCE
| HW_DIST | Hot water distribution | WTR_INSTL
| L_S_VENT | Local and special ventilation | SPACE_HTG_AC
| LIFTS | Lifts and enclosed hoists | LIFT_INSTL
| LIGHT_INST | Lighting Installations | ELEC_INSTL
| LIGHTN_PRO | Lightning Protection | FIRE_PROTECTN
| LOCAL_AC | Local air conditioning | SPACE_HTG_AC
| LOCAL_HEAT | Local heating | SPACE_HTG_AC
| LOCAL_HW | Local hot water distribution | WTR_INSTL
| MAINS_WTR | Mains water supply | WTR_INSTL
| NON_M_E_EQ | Non-mechanical and non-electrical equipment | FF&E
| PIPE_SYS | Specialist piped supply installations | SPECIAL_INSTL
| PWR_INSTL | Power installations | ELEC_INSTL
| REFRIG_SYS | Specialist refrigeration systems | SPECIAL_INSTL
| SAN_APP | Sanitary ancillaries | SANITARY_INSTL
| SAN_APP | Sanitary appliances | SANITARY_INSTL
| SEC_SYS | Security systems | COMMS&SEC_INSTL
| SERV_EQ | Services equipment | SERV_EQUIP
| SMK_EXTRCT | Smoke extract /control | VENTILATION
| SPEC_VENT | Local and special ventilation | VENTILATION
| STEAM_DIST | Steam and condensate distribution | WTR_INSTL
| STR_LIFTS | Powered Stairlifts | LIFT_INSTL

## Sheet6 (hidden)
desc | asset code
110v Transformer | TRANSFORM | 9
Absorption chillers | CHILLERS | 8
Absorption chillers - Water Cooled | USER_EQUIP | 10
Access Control - Fob or Card | ACC_CNTL | 8
Access Control - Keypad | ACC_CNTL | 8
Access Control - Video Comm | ACC_CNTL | 8
Aerial and Dish | AUDIO_VIS | 9
Aerials, radio and paging equipment | PUBLIC_ADD | 10
Air curtains | AIR_CURTN | 9
Air duct lines, duct line ancillaries and fittings | PIPEWORK | 8
Air Handling Unit - DX - external | AHU | 3
Air Handling Unit - DX - external | AHU | 3
Air Handling Unit - DX - external | AHU | 3
Air Handling Unit - DX - internal | AHU | 3
Air Handling Unit - DX - internal | AHU | 3
Air Handling Unit - DX - internal | AHU | 3
Air Handling Unit - external (extract) | AHU | 3
Air Handling Unit - external (supply and extract) | AHU | 3
Air Handling Unit - externally located | AHU | 3
Air Handling Unit - externally located | AHU | 3
Air Handling Unit - externally located | AHU | 3
Air Handling Unit - internal (extract) | AHU | 3
Air Handling Unit - internal (supply and extract) | AHU | 3
Air Handling Unit - internally located | AHU | 3
Air Handling Unit - internally located | AHU | 3
Air Handling Unit - internally located | AHU | 3
Anaesthetic gas extract | FUME_EXT | 8
Ancillary components | GENERATOR | 9
Ancillary components - Balustrades | ESCALATO | 8
Ancillary components - Chairs | ESCALATO | 8
Ancillary components - Cladding (to sides and soffits) | ESCALATO | 8
Ancillary components - Under handrail lighting | ESCALATO | 8
Ancillary components - Under step lighting | ESCALATO | 8
Ash handling system | BOILER | 6
Atrium Gantry | LIFTS | 5
Auto Dispense Font | USER_EQUIP | 10
Autoclave | AUTOCLAVE | 9
Automated curtains and blinds | AUDIO_VIS | 9
Automatic smoke compartmentalisation systems | FIREDAMPER | 10
Background noise systems | PUBLIC_ADD | 10
Bailing Machine | REFUSE | 6
Bainemarie - Electric | USER_EQUIP | 10
Bainemarie - Gas | USER_EQUIP | 10
Bake-Off - Electric | USER_EQUIP | 10
Bake-Off - Gas | USER_EQUIP | 10
Bath/ shower curtain rails, screens and the like | SAN_FIT | 7
Batteries - Sealed | BATTERY | 7
Batteries - Unsealed | BATTERY | 7
Batteries - Unsealed | BATTERY | 7
Battery Charger | BATTERY | 7
Battery Charger | BATTERY | 7
Battery Monitoring Equip. | BATTERY | 7
Battery Monitoring Equip. | BATTERY | 7
Bellows flexible - Rubber | PIPEWORK | 8
Bellows flexible - Stee | PIPEWORK | 8
Belt drives | AHU | 3
Beverage Machine | USER_EQUIP | 10
Biomass - Conveyor | BOILER | 6
Biomass - Hopper | BOILER | 6
BMS - Actuators | BMSCONTRL | 9
BMS - Central operating station | BMSHEAD | 7
BMS - Communications | BMS_COMM | 8
BMS - Sensors | BMSCONTRL | 9
BMS - Software functions. | BMSCONTRL | 9
BMS - Automatic Lighting Control System | BMSCONTRL | 9
Boiler super heater | STEAM_GEN | 9
Boiler Unit - Wood Pellet | BOILER | 6
Boiler Unit - Light oil vaporising pot burner | BOILER | 6
Boiler Unit - Atmospheric gas burner -- condensing boiler - (domestic type) | BOILER | 6
Boiler Unit - Atmospheric gas burner – small and/or wall hung | BOILER | 6
Boiler Unit - Atmospheric gas burner, boiler, free standing boiler - (domestic type) | BOILER | 6
Boiler Unit - Atmospheric gas burner/ condensing combination boiler | BOILER | 6
Boiler Unit - Atmospheric gas burners | BOILER | 6
Boiler Unit - Bio Mass | BOILER | 6
Boiler Unit - Blown gas burner | BOILER | 6
Boiler Unit - Blown gas burner - condensing boiler | BOILER | 6
Boiler Unit - Blown gas burner - modular boiler | BOILER | 6
Boiler Unit - Combination atmospheric burner gas boiler | BOILER | 6
Boiler Unit - Electrode mthw / lthw | BOILER | 6
Boiler Unit - Electrode Steam / hthw | BOILER | 6
Boiler Unit - Forced draught (pressure jet) oil burner | BOILER | 6
Boiler Unit - Forced draught (pressure jet) oil condensing boiler | BOILER | 6
Boiler Unit - Forced draught gas burner | BOILER | 6
Boiler Unit - Forced draught gas burner condensing boiler | BOILER | 6
Boiler Unit - Gas fired boiler – LTHW up to 95OC | BOILER | 6
Boiler Unit - Gas fired boiler – MTHW up to 120OC | BOILER | 6
Boiler Unit - Gas fired boiler - shell type, water tube & sectional units LTHW | BOILER | 6
Boiler Unit - Gas fired boiler - shell type, water tube & sectional units MTHW | BOILER | 6
Boiler Unit - Gas/ oil burners - dual fuel | BOILER | 6
Boiling Pans - Gas | USER_EQUIP | 10
Bratt Pan - Electric | USER_EQUIP | 10
Bratt Pan - Gas | USER_EQUIP | 10
Burglar and security alarms | SECURITY | 8
Busbar Chamber | DIST_BRD | 8
Busbar trunking | DIST_BRD | 8
Butterfly and ball valves | VALVE | 5
Cable heating systems | HEAT_UNIT | 9
Cables and wiring - Armoured cables and conduits | POWERFC | 7
Cables and wiring - Ring main / sub-circuits - general | POWERFC | 7
Cables and wiring - Ring main/ sub-circuits - spur outlets | POWERFC | 7
Cables and wiring - Three phase circuits - Power outlets | POWERFC | 7
Carbon Dioxide Sensor | CO_SENSOR | 9
Catering Burner Range | USER_EQUIP | 10
Catering Equipment - General (Electric) | USER_EQUIP | 10
Central refrigeration plant | AIR_CON | 7
Centralised vacuum cleaning systems | VACC_SYS | 8
Chargrill | USER_EQUIP | 10
Chemical Dosing pot | DOSING SET | 10
Chemical Dosing Systems | DOSING SET | 10
Chemical Spills / Drench Shower | SHOWER | 6
Chemical Storage Tank | TANK | 4
Chilled Beams | CHILLED_B | 9
Chilled Beams Ceiling Panel | CHILLED_B | 9
Chilled Display Cabinet | USER_EQUIP | 10
Chilled Drinks Cabinet | USER_EQUIP | 10
Chilled Servery Unit | USER_EQUIP | 10
Chillers - Air Cooled | CHILLERS | 8
Chillers - Compressor - screw | CHILLERS | 8
Chillers - Compressor - screw | CHILLERS | 8
Chillers - Compressor refrigeration - reciprocating | CHILLERS | 8
Chillers - Compressors refrigeration - centrifugal using R123/134a | CHILLERS | 8
Chillers - Gas fired absorption chillers up to 18 kW cooling capacity | CHILLERS | 8
Chillers - Lithium bromide water/ absorption chillers | CHILLERS | 8
Chillers - Solar thermal absorption chillers | CHILLERS | 8
Chillers - Water Cooled | CHILLERS | 8
CHP Plant | CHP | 3
Cinematographic Equipment | AUDIO_VIS | 9
Circuit breakers | DIST_BRD | 8
Cistermiser/Water Saver | WATER_SAVE | 10
Cistern (WC/Urinal) - Abestos | CISTERN | 7
Cistern (WC/Urinal) - Cast Iron | CISTERN | 7
Cistern (WC/Urinal) - Ceramic | CISTERN | 7
Cistern (WC/Urinal) - Galvanised Metal | CISTERN | 7
Cistern (WC/Urinal) - Hidden/Recessed | CISTERN | 7
Cistern (WC/Urinal) - Mild Steel | CISTERN | 7
Cistern (WC/Urinal) - Plastic | CISTERN | 7
Clock | IT | 2
Close Control AC Condenser | CONDENSER | 9
Close Control AC Condenser | SPLIT_AC | 8
Closed Transfer Switch (LTM) | GENERATOR | 9
Coal feed mechanisms - chain gate stokers | BOILER | 6
Coal feed mechanisms - under feed stokers | BOILER | 6
Coal fired boiler plant and ancillary items | BOILER | 6
Coal fired boilers - ash storage handling and feed mechanisms, automatic | BOILER | 6
Coal fired coal distribution equipment - Bunkers and conveyors | BOILER | 6
Coils - Galvanised for Heating | DUCT_DIST | 9
Coils - In Duct Unit | DUCT_DIST | 9
Cold and treated water feeds | TREATD_WTR | 10
Cold rooms | COLD_ROOM | 9
Combined façade/roof cleaning system | CLEAN_SYS | 9
Combustion chamber | BOILER | 6
Commissioning Valves | VALVE | 5
Compactor | REFUSE | 6
Complete hoist installation | LIFTS | 5
Compressed air and vacuum operating controls | CNTL_PANEL | 10
Computer networking, modems etc | IT | 2
Computerised Water Conditioner | WAT_TREAT | 9
Condensate receivers and storage tanks | STEAM_GEN | 9
Condensate Pump | PUMP | 4
Condensers - air cooled | CONDENSER | 9
Condensers - water cooled | CONDENSER | 9
Condensor Unit Evaporative | CONDENSER | 9
Conductor tapes. | LIGTPROSYS | 10
Conduits and cable trunking | LIGHTING | 8
Conduits and cable trunking | SPEC_LIGHT | 10
Conduits and trunking | POWERFC | 7
Consumer Units | DIST_BRD | 8
Control cabling and containment | CNTL_PANEL | 10
Control components | CNTL_PANEL | 10
Control components | CNTL_PANEL | 10
Control components | CNTL_PANEL | 10
Control components | CNTL_PANEL | 10
Control components | CNTL_PANEL | 10
Control components located externally | CNTL_PANEL | 10
Control Panels | CNTL_PANEL | 10
Control Panel | CNTL_PANEL | 10
Control Panel | CNTL_PANEL | 10
Control Panel | CNTL_PANEL | 10
Control Panel - Cold Water Services | CNTL_PANEL | 10
Control Panel - Cooling Plant | CNTL_PANEL | 10
Control Panel - Electrical Generator | CNTL_PANEL | 10
Control Panel - Heat Pump | CNTL_PANEL | 10
Control Panel - Heating System | CNTL_PANEL | 10
Controller - Air Conditioning | CNTL_PANEL | 10
Controller - Air Conditioning | CNTL_PANEL | 10
Controller - Lift | CNTL_PANEL | 10
Controller - Lift | CNTL_PANEL | 10
Controller - Underfloor Heating | CNTL_PANEL | 10
Controller - Ventilation | CNTL_PANEL | 10
Controls and electrical works | CNTL_PANEL | 10
Controls and electrical works | CNTL_PANEL | 10
Controls and electrical works | CNTL_PANEL | 10
Controls and electrical works | CNTL_PANEL | 10
Controls and electrical works | CNTL_PANEL | 10
Controls and electrical works | CNTL_PANEL | 10
Convection systems (CS) | WRMAIR_SUP | 10
Conveyor systems | CONVEYOR | 8
Cooling Tower - Epoxy Treated | COOLGTWR | 8
Cooling Tower - Galvanised Metal | COOLGTWR | 8
Cooling Tower - Non Stainless Steel | COOLGTWR | 8
Cooling Tower - Plastic Coated Metal | COOLGTWR | 8
Cooling Tower - Plastic construction | COOLGTWR | 8
Cooling Tower - Stainless steel | COOLGTWR | 8
Cutter | USER_EQUIP | 10
Cyclone systems | EXTRCT_FAN | 10
data bus systems | IT | 2
DC installations | DC_INST | 7
Deaf Alerter | FIRE_ALM | 8
De-Alkalisation Plant | WAT_TREAT | 9
Dehumidifier | DE_HUMID | 8
Demineralisation Plant | WAT_TREAT | 9
Diesel storage system | TANK | 4
Dirt Separators | VALVE | 5
Disabled Alarm - Refuge | DIS_ALARM | 9
Disabled Alarm - Toilet | DIS_ALARM | 9
Discharge stacks - Cast iron | WASTE_WAT | 9
Discharge stacks - Copper | WASTE_WAT | 9
Discharge stacks - Plastic | WASTE_WAT | 9
Dishwasher | USER_EQUIP | 10
Distributed Amplifier Unit | FIRE_ALM | 8
Distribution boards | DIST_BRD | 8
Distribution boards -20yrs | DIST_BRD | 8
Distribution Boards | DIST_BRD | 8
Domestic Booster set | BOOST_SET | 9
Dosing equipment | DOSING SET | 10
Down Flow Heater | HEAT_UNIT | 9
Downflow Cabinet | FUME_CUPB | 9
Drinking fountain | SAN_FIT | 7
Dry Cooler - Epoxy | CHILLERS | 8
Dry Cooler - Epoxy | CHILLERS | 8
Dry Cooler - Galvanised | CHILLERS | 8
Dry Cooler - Galvanised | CHILLERS | 8
Dry Cooler - Plastic Coated | CHILLERS | 8
Dry Cooler - Plastic Coated | CHILLERS | 8
Dry Riser (incl Landing Valves) | DRY_RISERS | 10
Dryer | USER_EQUIP | 10
Dryer Gas | USER_EQUIP | 10
Dual-duct air induction conditioning systems | AIR_CON | 7
Duct heater battery - electric | BATTERY | 7
Ductwork - Flexible | DUCT_DIST | 9
Ductwork - Flexible | DUCT_DIST | 9
Ductwork - Flexible | DUCT_DIST | 9
Ductwork - Flexible | DUCT_DIST | 9
Ductwork - Flexible | DUCT_DIST | 9
Ductwork - Flexible | DUCT_DIST | 9
Ductwork - Flexible | DUCT_DIST | 9
Ductwork - Flexible | DUCT_DIST | 9
Ductwork - Flexible | DUCT_DIST | 9
Ductwork - Galvanised | DUCT_DIST | 9
Ductwork - Galvanised | DUCT_DIST | 9
Ductwork - Galvanised | DUCT_DIST | 9
Ductwork - Galvanised | DUCT_DIST | 9
Ductwork - Galvanised | DUCT_DIST | 9
Ductwork - Galvanised | DUCT_DIST | 9
Ductwork - Galvanised | DUCT_DIST | 9
Ductwork - Galvanised | DUCT_DIST | 9
Ductwork - Galvanised | DUCT_DIST | 9
Ductwork - Plastic | DUCT_DIST | 9
Ductwork - Plastic | DUCT_DIST | 9
Ductwork - Plastic | DUCT_DIST | 9
Ductwork - Plastic | DUCT_DIST | 9
Ductwork - Plastic | DUCT_DIST | 9
Ductwork - Plastic | DUCT_DIST | 9
Ductwork - Plastic | DUCT_DIST | 9
Ductwork - Plastic | DUCT_DIST | 9
Ductwork - Plastic | DUCT_DIST | 9
Ductwork and fittings | DUCT_DIST | 9
Ductwork Smoke Dampers - Interated | DUCT_DIST | 9
Ductwork Smoke Dampers - Stand Alone | DUCT_DIST | 9
Dumb Waiter | LIFTS | 5
Dust Collection Unit | FUME_EXT | 8
DX split systems – with gas, electric or hot water heaters | SPLIT_AC | 8
Earthing and bonding components - clean earth bars | PROTEARTH | 9
Earthing and bonding components - earth clamps and tapes | PROTEARTH | 9
Earthing and bonding components - earth electrodes | PROTEARTH | 9
Earthing and bonding components - earthing bus bars | PROTEARTH | 9
Earthing and bonding components - earthing rod covers and boxed | PROTEARTH | 9
Earthing and bonding components - equipotential bonding | PROTEARTH | 9
Earthing and bonding components - protective conductors | PROTEARTH | 9
Earthing Bonding - Major | EARHTING | 8
Electric Locking | SECURITY | 8
Electricity Monitoring System | LV_EQUIP | 8
Electrolytic Chlorine Ion Generation | WAT_TREAT | 9
Emergency call buttons, pull cords etc | EM_SHUT_OF | 10
Emergency Lighting - | EMRG_LIGHT | 10
Emergency Lighting - Bulkhead | EMRG_LIGHT | 10
Emergency Lighting - Office | EMRG_LIGHT | 10
Emergency Lighting - Workshop | EMRG_LIGHT | 10
Emergency Shut Off - Lift | EM_SHUT_OF | 10
Emergency Shut Off button | EM_SHUT_OF | 10
Emergency Shut Off button - Boiler | EM_SHUT_OF | 10
Emergency Shut Off button - Electrical Equip | EM_SHUT_OF | 10
Emergency Shut Off button - Radient Heater | EM_SHUT_OF | 10
Emission units | AIR_CON | 7
Escalator | ESCALATO | 8
Evaporators – shell and tube | CONDENSER | 9
Expansion Bellows - Flue Dilution | PIPEWORK | 8
Expansion Bellows - Flue Dilution | PIPEWORK | 8
Expansion Bellows - Flue Dilution | PIPEWORK | 8
Expansion Bellows - Flue Dilution | PIPEWORK | 8
Expansion Bellows - Flue Dilution | AIR_CON | 7
Expansion Bellows - Flue Dilution | DUCT_DIST | 9
Expansion Bellows - Flue Dilution | PIPEWORK | 8
Expansion Bellows - Rubber | PIPEWORK | 8
Expansion Bellows - Rubber | PIPEWORK | 8
Expansion Bellows - Rubber | PIPEWORK | 8
Expansion Bellows - Rubber | PIPEWORK | 8
Expansion Bellows - Rubber | PIPEWORK | 8
Expansion Bellows - Rubber | PIPEWORK | 8
Expansion Bellows - Steel | PIPEWORK | 8
Expansion Bellows - Steel | PIPEWORK | 8
Expansion Bellows - Steel | PIPEWORK | 8
Expansion Bellows - Steel | PIPEWORK | 8
Expansion Bellows - Steel | PIPEWORK | 8
Expansion Bellows - Steel | PIPEWORK | 8
External louvres - Aluminium | DUCT_DIST | 9
External louvres - Aluminium | DUCT_DIST | 9
External louvres - Aluminium | DUCT_DIST | 9
External louvres - Anodised Aluminium | DUCT_DIST | 9
External louvres - Steel Painted | DUCT_DIST | 9
External louvres - Steel Painted | DUCT_DIST | 9
External louvres - Steel Painted | DUCT_DIST | 9
External louvres - Steel Painted | DUCT_DIST | 9
Extra LV supply installations | POWERFC | 7
Extract unit/terminal units | EXTRCT_FAN | 10
F&E Closed Storage Tank - Copper | CW_STORAGE | 10
F&E Closed Storage Tank - Fibreglass | CW_STORAGE | 10
F&E Closed Storage Tank - Polypropylene | CW_STORAGE | 10
F&E Closed Storage Tank - Steel | CW_STORAGE | 10
Fan - 2 Stage Axial | EXTRCT_FAN | 10
Fan - 2 Stage Axial | EXTRCT_FAN | 10
Fan - Axial | EXTRCT_FAN | 10
Fan - Axial | EXTRCT_FAN | 10
Fan - Extract | EXTRCT_FAN | 10
Fan - Extract | EXTRCT_FAN | 10
Fan - Flue Dilution | FLUE_DILUT | 10
Fan - Roof Mounted | EXTRCT_FAN | 10
Fan - Roof Mounted | EXTRCT_FAN | 10
Fan - Smoke Extract | EXTRCT_FAN | 10
Fan - Smoke Extract | EXTRCT_FAN | 10
Fan - Toilet Extract | EXTRCT_FAN | 10
Fan - Toilet Extract | EXTRCT_FAN | 10
Fan coil units1 | FAN_COIL | 8
Fan units | EXTRCT_FAN | 10
Fan Coil Units | FAN_COIL | 8
Fan Coil Units | FAN_COIL | 8
Fan Coil Units | FAN_COIL | 8
Fan Convector - Electric | FAN_COIL | 8
Fan Convector - Hot Water | FAN_COIL | 8
Feed Pillar | DIST_BRD | 8
Final circuits and outlets | POWERFC | 7
Finials. | LIGTPROSYS | 10
Fins - Aluminium for Cooling | DUCT_DIST | 9
Fins - Aluminium for Heating | DUCT_DIST | 9
Fins - Copper for Cooling | DUCT_DIST | 9
Fins - Copper for Heating | DUCT_DIST | 9
Fire and safety circuits | BOILER | 6
Fire and smoke protection curtains | SMK_CURTAN | 10
Fire Alarm Local Display Warning Panel | FIRE_PANEL | 10
Fire Alarm Panel | FIRE_PANEL | 10
Fire Alarm Repeater Panel | FIRE_PANEL | 10
Fire Alarm Wiring | FIRE_ALM | 8
Fittings to lighting points | LIGHTING | 8
Fittings to lighting points | LIGHTING | 8
Fixed and portable projectors | AUDIO_VIS | 9
Fixed wiring test | NON_ASSET | 9
Flash steam vessel | STEAM_GEN | 9
Floor channels / gratings - Cast Iron | WASTE_WAT | 9
Floor channels / gratings - Plastic | WASTE_WAT | 9
Floor channels / gratings - PVC | WASTE_WAT | 9
Flue - Domestic Through Wall | FLUE | 4
Flue - Domestic Through Wall | FLUE | 4
Flue - Mild Steel | FLUE | 4
Flue - Mild Steel | FLUE | 4
Flue - Stainless Steel | FLUE | 4
Flue - Stainless Steel | FLUE | 4
Foam Dispensing System | FIREFOAM | 8
Force Draft Burner to Boiler | BURNER | 6
Force Draft Burner to Radiant Heater | BURNER | 6
Fork Lift | LIFT_EQU | 8
Free cooling adiabatic cooler system | CONDENSER | 9
Freezer - Chest | DEEP_FREEZ | 10
Freezer - Under Counter | DEEP_FREEZ | 10
Freezer - Upright | DEEP_FREEZ | 10
Freezer - Walk In | DEEP_FREEZ | 10
Fridge - Laboratory | LAB_EQUIP | 9
Fridge - Under Counter | USER_EQUIP | 10
Fridge - Upright | USER_EQUIP | 10
Fridge - Walk In | USER_EQUIP | 10
Fryer | USER_EQUIP | 10
Fryer Gas | USER_EQUIP | 10
Fuel systems - Biomas | FUEL | 4
Fuel systems - Diesel | FUEL | 4
Fuel systems - LPG | FUEL | 4
Fuel systems - Oil | FUEL | 4
Fuel Valves - Check | VALVE | 5
Fuel Valves - Gate | VALVE | 5
Fuel/Shut off (Thermal Link/Weight) | EM_SHUT_OF | 10
Fume Cupboard | FUME_CUPB | 9
Fuse switches - Single phase | DIST_BRD | 8
Fuse switches - Three phase | DIST_BRD | 8
Gantries | BOILER | 6
Gas fired absorption chillers | CHILLERS | 8
Gas Booster Set | GAS_BO_SET | 10
Gas Detection | EM_SHUT_OF | 10
Gas Fire | GAS_FR_HTR | 10
Gas Injection System | GAS_EXTING | 10
Gas Pipework | PIPEWORK | 8
Gas Radiant Heater | GAS_FR_HTR | 10
Gas Space Unit Heater | GAS_FR_HTR | 10
General communication and PA systems | PUBLIC_ADD | 10
General LV power installations | POWERFC | 7
Generator portable | GENERATOR | 9
Grab/ support rails | SAN_FIT | 7
Grease Traps | GREASETRAP | 10
Grey Water Collection System | CW_STORAGE | 10
Griddle | USER_EQUIP | 10
Griddle Gas | USER_EQUIP | 10
Grill | USER_EQUIP | 10
Grilles and diffusers - Aluminium | FAN | 3
Grilles and diffusers - Aluminium | FAN | 3
Grilles and diffusers - Aluminium | FAN | 3
Grilles and diffusers - Aluminium | FAN | 3
Grilles and diffusers - Aluminium | FAN | 3
Grilles and diffusers - Aluminium | FAN | 3
Grilles and diffusers - Aluminium | FAN | 3
Grilles and diffusers - Aluminium | FAN | 3
Grilles and diffusers - Aluminium | FAN | 3
Grilles and diffusers - Aluminium | FAN | 3
Grilles and diffusers - Painted Metal | FAN | 3
Grilles and diffusers - Painted Metal | FAN | 3
Grilles and diffusers - Painted Metal | FAN | 3
Grilles and diffusers - Painted Metal | FAN | 3
Grilles and diffusers - Painted Metal | FAN | 3
Grilles and diffusers - Painted Metal | FAN | 3
Grilles and diffusers - Painted Metal | FAN | 3
Grilles and diffusers - Painted Metal | FAN | 3
Grilles and diffusers - Painted Metal | FAN | 3
Grilles and diffusers - Painted Metal | FAN | 3
Grinder | USER_EQUIP | 10
Ground Source Heat Pump | PUMP | 4
Grounding/ earthing | LIGTPROSYS | 10
Gullies - Cast Iron | PIPEWORK | 8
Gullies - Glass | PIPEWORK | 8
Gullies - Plastic | PIPEWORK | 8
Gullies - uPVC | PIPEWORK | 8
Hand Dryers | HAND_DRY | 8
Hazardous area (Electrics) - Flame proof equipment | LIGHTING | 8
Hazardous area (Electrics) – Lighting | LIGHTING | 8
Hearing Loop Systems - Induction Type | PUBLIC_ADD | 10
Hearing Loop Systems - Infra Red Type | PUBLIC_ADD | 10
Heat Exchanger - Air to Air | HEATEXCHGR | 10
Heat pump - Air to water (Rev. cycle chillers, e.g. Air source heat pump) | AIR_CON | 7
Heat pump - Water to water (Rev cycle chillers e.g. water source heat pump) | AIR_CON | 7
Heat pumps | PUMP | 4
Heat Detectors | FIRE_ALM | 8
Heated Ceiling Panel | HEAT_UNIT | 9
Heated Food Trolley | USER_EQUIP | 10
Heated towel rail | SAN_FIT | 7
High Density CO2 Air Conditioning | AIR_CON | 7
Hoists for moving people with disability | LIFT_EQU | 8
Hoists & Cradles | LIFT_EQU | 8
Hose Reel Booster set | BOOST_SET | 9
Hose Reels | FIRE_HOSE | 9
Hot Cupboard - Electric | USER_EQUIP | 10
Hot Cupboard - Gas | USER_EQUIP | 10
Hot Display Cabin | USER_EQUIP | 10
Hot Plate | USER_EQUIP | 10
Hot Tap | USER_EQUIP | 10
Hot Water Calorifier - Indirect | CAL_WATER | 9
Hot Water Calorifier - Storage | HW_STORAGE | 10
Hot water cylinders – domestic type | HW_STORAGE | 10
Humidifiers - Electrode Bottle | HUMID_ELEC | 10
Humidifiers - Pan type | HUMIDIFIER | 10
Humidifiers - Spinning Disk | HUMIDIFIER | 10
Humidifiers - Spray type | HUMIDIFIER | 10
Humidifiers - Steam Direct | HUMID_ST | 8
Humidifiers - Steam Electric Generated | HUMID_ST | 8
Humidifiers - Ultrasonic | HUMIDIFIER | 10
HV Main Incomer / Panel | POWERHV | 7
HW cylinder with immersion heater | HW_STORAGE | 10
Hybrid air conditioning systems | AIR_CON | 7
Ice pads | LAB_EQUIP | 9
Ice Maker | USER_EQUIP | 10
Ice Storage Tank | TANK | 4
Illuminated Signage | SPEC_LIGHT | 10
Incinerator - Gas or Oil Fired Furnaces | REFUSE | 6
Incinerator - Sanitary Towel Disposal | SAN_FIT | 7
Incubators | LAB_EQUIP | 9
Indicator and displays | CNTL_PANEL | 10
Indicator and displays | CNTL_PANEL | 10
Indicator boards | PUBLIC_ADD | 10
Induction air conditioning systems | AIR_CON | 7
Induction Hob | USER_EQUIP | 10
Induction Hob Gas | USER_EQUIP | 10
Induction Units | AIR_CON | 7
In-Line Water Filter | WAT_TREAT | 9
Insect Killer | USER_EQUIP | 10
Instrumentation and control components | CNTL_PANEL | 10
Instrumentation and control components | CNTL_PANEL | 10
Insulated Combination Units | HW_STORAGE | 10
Inter Cooler/After Cooler - Pnuematics | COMPRESSOR | 10
Interceptors - Petrol and Oil | PTRL_INTCP | 10
Intercom | ACC_CNTL | 8
Intruder Alarm | SECURITY | 8
Inverter | INVERTER | 8
Ionisation Softener - Comercial | WTR_SOFT | 8
Ionisation Softener - Domestic | WTR_SOFT | 8
IPS Panel | SAN_FIT | 7
Juice Dispenser | USER_EQUIP | 10
Kitchen Hood extract | KIT_VENTN | 9
Kitchen Hood Fire Supression | SPRINKLERS | 10
Ladders and the like | ACCESS_EQU | 10
Leak Detection | LEAK_DETC | 9
Lift Motor | LIFTS | 5
Lifting Beam | LIFT_EQU | 8
Lifts - Electric Traction | LIFTS | 5
Lifts - Fire Fighters | LIFTS | 5
Lifts - Hydraulic | LIFTS | 5
Lifts - Pulley | LIFTS | 5
Lifts - Wall Climbing | LIFTS | 5
Lifts - Wheelchair | LIFTSDDA | 8
Light fittings Ext - Bulk - emergency | EMRG_LIGHT | 10
Light fittings Ext - Bulkhead | LIGHTING | 8
Light fittings Ext - Floodlight | LIGHTING | 8
Light fittings Int - Batten Fluorescent | LIGHTING | 8
Light fittings Int - Domestic | LIGHTING | 8
Light fittings Int - Fluorescent | LIGHTING | 8
Light fittings Int - High Bay Sodium | LIGHTING | 8
Light fittings Int - Modular Fluorescent | LIGHTING | 8
Light fittings Int - Office modular | LIGHTING | 8
Light fittings Int - Tungsten | LIGHTING | 8
Light fittings Int - Vapour Sealed | LIGHTING | 8
Light fittings Int - Workshop/low spec | LIGHTING | 8
Light fittings Internal - Halogen | LIGHTING | 8
Lighting control equipment | SPEC_LIGHT | 10
Lighting gantries | SPEC_LIGHT | 10
Lighting Switches | LIGHTING | 8
Lighting Switches | LIGHTING | 8
Lighting Distribution Wiring | LIGHTING | 8
Lighting Distribution Wiring | LIGHTING | 8
Lightning conductor & earth protection | LIGTPROSYS | 10
Lightning protection and other tape based systems | LIGTPROSYS | 10
Loading Platforms | LIFT_EQU | 8
Local car exhaust ventilation | FUME_EXT | 8
Lone Working System | SECURITY | 8
Luminaires / lamps | LIGHTING | 8
Luminaires / lamps | LIGHTING | 8
LV main switchgear - 30 yrs; | DIST_BRD | 8
LV switchgear and Distribution boards | DIST_BRD | 8
LV switchgear and Distribution boards | DIST_BRD | 8
LV Panel | SWITCHPAN | 9
LV Protection System - MCB | DIST_BRD | 8
LV Protection System - MCCB | DIST_BRD | 8
LV Protection System - RCB | DIST_BRD | 8
LV Protection System - RCD / RCCB | DIST_BRD | 8
LV Protection System - SSOs | DIST_BRD | 8
Macerator - Sanitary | SAN_FIT | 7
Macerator - Sewage | SAN_FIT | 7
Mains Busbar | DIST_BRD | 8
Mains Cabling | POWERFC | 7
Mains Water Dispenser | SAN_FIT | 7
MCWS Booster set | BOOST_SET | 9
Metal Detector Portal | SECURITY | 8
Meter - Fuel | METER | 5
Meter - Water | METER | 5
Microphones, amplifiers and speakers | PUBLIC_ADD | 10
Microwave | USER_EQUIP | 10
Mincer | USER_EQUIP | 10
Mixer | USER_EQUIP | 10
Monitoring equipment locate externally | CO_SENSOR | 9
Monitoring equipment. | FUEL | 4
Multi room audio and video | AUDIO_VIS | 9
Multiplexes data terminals | IT | 2
Multi-zone conditioning systems | AIR_CON | 7
Natural convector | HEAT_UNIT | 9
Natural convectors - electric | HEAT_UNIT | 9
Natural convectors - water | HEAT_UNIT | 9
Nitrogen Generator | LAB_GAS | 7
Non Storage Calorifier | HW_STORAGE | 10
Nutrient treatment and equipment | WATER_FEAT | 10
Off-peak heating system | HEAT_UNIT | 9
Oil fuel handling plant | TANK | 4
Oil Pipework | PIPEWORK | 8
Oil Pump | PUMP | 4
Oil Storage Tank - Mild Steel | TANK | 4
Oil Storage Tank - Plastic | TANK | 4
Open Transfer Switch (ATS) | GENERATOR | 9
Other heat sources - Air source heating | HEAT_UNIT | 9
Other specialist piped supply systems | PIPEWORK | 8
Other transport systems | TRANSPORT | 9
Oven - Boilerless | USER_EQUIP | 10
Oven - Boilerless Gas | USER_EQUIP | 10
Oven - Combination | USER_EQUIP | 10
Oven - Combination Gas | USER_EQUIP | 10
Oven - Convection | USER_EQUIP | 10
Oven - Convection Gas | USER_EQUIP | 10
Oven - Fan Assisted | USER_EQUIP | 10
Oven - Fan Assisted Gas | USER_EQUIP | 10
Oven - Laboratory | LAB_EQUIP | 9
Packaged steam generator – electric | STEAM_GEN | 9
Packaged Chiller units - Absorption type | CHILLERS | 8
Packaged Chiller units - Air Cooled | CHILLERS | 8
Packaged Chiller units - Water Cooled | CHILLERS | 8
Packaged Steam Generators | STEAM_GEN | 9
Pallet Truck | LIFT_EQU | 8
Panic Alarm | SECURITY | 8
Paper Shredders - Commercial | REFUSE | 6
Paper Shredders - Industrial | REFUSE | 6
Paper towel dispensers | SAN_FIT | 7
Pastry Roller/Dough Divides | USER_EQUIP | 10
PAT testing | NON_ASSET | 9
Paternoster lifts | LIFTS | 5
Pedestrian Auto Doors - Folding | POWER_DOOR | 10
Pedestrian Doors - Auto Sliding | POWER_DOOR | 10
Pedestrian Doors - Auto Swing | POWER_DOOR | 10
Pedestrian Doors - Revolving | POWER_DOOR | 10
Peeler | USER_EQUIP | 10
Personal Receivers | PUBLIC_ADD | 10
PFC & MD Transformer | PWR_FACTOR | 10
Pipeline assemblies - Cast Iron | PIPEWORK | 8
Pipeline assemblies - Plastic | PIPEWORK | 8
Pipeline assemblies - PVC | PIPEWORK | 8
Pipelines and fittings | PIPEWORK | 8
Pipelines and fittings | PIPEWORK | 8
Pipelines and fittings - Pressure measurement sensor | PIPEWORK | 8
Pipework - Aircon/Chilled beam (Steel Gal) | PIPEWORK | 8
Pipework - Aircon/Chilled beam (Copper) | PIPEWORK | 8
Pipework - Aircon/Chilled beam (Plastic) | PIPEWORK | 8
Pipework - Aircon/Chilled beam (Steel) | PIPEWORK | 8
Pipework - Aircon/Fan coil (Copper) | PIPEWORK | 8
Pipework - Aircon/Fan coil (Plastic) | PIPEWORK | 8
Pipework - Aircon/Fan coil (Steel Gal) | PIPEWORK | 8
Pipework - Aircon/Fan coil (Steel) | PIPEWORK | 8
Pipework - Cast Iron | PIPEWORK | 8
Pipework - Central heating and cooling System (copper) | PIPEWORK | 8
Pipework - Central heating and cooling System (Plastic) | PIPEWORK | 8
Pipework - Central heating and cooling System closed (steel galv) | PIPEWORK | 8
Pipework - Central heating and cooling System open (steel galv) | PIPEWORK | 8
Pipework - Central ventilation System (copper) | PIPEWORK | 8
Pipework - Central ventilation System (Plastic) | PIPEWORK | 8
Pipework - Central ventilation System (steel galv) | PIPEWORK | 8
Pipework - Central ventilation System (steel galv) | PIPEWORK | 8
Pipework - Cold Water - Copper | PIPEWORK | 8
Pipework - Cold Water - Plastic | PIPEWORK | 8
Pipework - Cold Water - Steel | PIPEWORK | 8
Pipework - Cold Water - Steel galvanised | PIPEWORK | 8
Pipework - Cooling System (copper) | PIPEWORK | 8
Pipework - Cooling System (Plastic) | PIPEWORK | 8
Pipework - Cooling System closed (steel galv) | PIPEWORK | 8
Pipework - Cooling System open (steel galv) | PIPEWORK | 8
Pipework - DHWS | PIPEWORK | 8
Pipework - DHWS - Copper | PIPEWORK | 8
Pipework - DHWS - Plastic | PIPEWORK | 8
Pipework - DHWS - steel galvanised | PIPEWORK | 8
Pipework - Glass | PIPEWORK | 8
Pipework - Heating System (copper) | PIPEWORK | 8
Pipework - Heating System (Plastic) | PIPEWORK | 8
Pipework - Heating System (steel galv) | PIPEWORK | 8
Pipework - Heating System (steel) | PIPEWORK | 8
Pipework - Local air conditioning System (copper) | PIPEWORK | 8
Pipework - Local air conditioning System (Plastic) | PIPEWORK | 8
Pipework - Local air conditioning System closed (steel galv) | PIPEWORK | 8
Pipework - Local air conditioning System open (steel galv) | PIPEWORK | 8
Pipework - Local heating and cooling System (copper) | PIPEWORK | 8
Pipework - Local heating and cooling System (Plastic) | PIPEWORK | 8
Pipework - Local heating and cooling System closed (steel galv) | PIPEWORK | 8
Pipework - Local heating and cooling System open (steel galv) | PIPEWORK | 8
Pipework - Mains - Copper | PIPEWORK | 8
Pipework - Mains - Plastic | PIPEWORK | 8
Pipework - Mains - Steel | PIPEWORK | 8
Pipework - Mains - Steel galvanised | PIPEWORK | 8
Pipework - Plastic | PIPEWORK | 8
Pipework - Refrigeration Plant (Steel Gal) | PIPEWORK | 8
Pipework - Refrigeration Plant (Copper) | PIPEWORK | 8
Pipework - Refrigeration Plant (Plastic) | PIPEWORK | 8
Pipework - Refrigeration Plant (Steel) | PIPEWORK | 8
Pipework - uPVC | PIPEWORK | 8
PIR - Auto Flush | WATER_SAVE | 10
PIR - Auto Tap | WATER_SAVE | 10
PIR - Fan | FAN | 3
PIR - Intruder | SECURITY | 8
PIR - Lighting | LIGHTING | 8
PIR - Scent Dispersal | SAN_FIT | 7
Plant Controller | CNTL_PANEL | 10
Plant Room Pipework | PIPEWORK | 8
Plant Room Pipework | PIPEWORK | 8
Plant Room Pipework | PIPEWORK | 8
Plate recuperator | HEATEXCHGR | 10
Plate Heat Exchanger | PLATE_EXCH | 10
Plate Heat Exchanger | PLATE_EXCH | 10
Plate Warmer | USER_EQUIP | 10
Plenum air heating system | WRMAIR_SUP | 10
Plenum air heating systems | WRMAIR_SUP | 10
Pneumatic Pipework | PIPEWORK | 8
Pond Filter | WATER_FEAT | 10
Pot Wash | USER_EQUIP | 10
Power Distribution Unit | PDU | 3
Power Supply Unit | PSU | 3
Pressure Reducing Valves | PRV | 3
Pressure Release Valves | VALVE | 5
Pressure Release Valves | PRV | 3
Pressure Steamer | USER_EQUIP | 10
Pressurisation expansion units | PRESS_UNIT | 10
Pressurisation Unit | PRESS_UNIT | 10
Processor | USER_EQUIP | 10
Public Address System | PUBLIC_ADD | 10
Pump - Brine to water (Rev. cycle chillers e.g. brine source heat pump) | PUMP | 4
Pumps - Floor mounted | PUMP | 4
Pumps - Floor mounted | PUMP | 4
Pumps - Floor mounted | PUMP | 4
Pumps - Floor mounted | PUMP | 4
Pumps - Floor mounted | PUMP | 4
Pumps - Floor mounted | PUMP | 4
Pumps - Floor mounted | PUMP | 4
Pumps - Floor mounted Twin Head | PUMP | 4
Pumps - Floor mounted Twin Head | PUMP | 4
Pumps - Floor mounted Twin Head | PUMP | 4
Pumps - Floor mounted Twin Head | PUMP | 4
Pumps - Floor mounted Twin Head | PUMP | 4
Pumps - Floor mounted Twin Head | PUMP | 4
Pumps - Floor mounted Twin Head | PUMP | 4
Pumps - Floor mounted Twin Head | PUMP | 4
Pumps - Accelerator pipe mounted | PUMP | 4
Pumps - Accelerator pipe mounted | PUMP | 4
Pumps - Accelerator pipe mounted | PUMP | 4
Pumps - Accelerator pipe mounted | PUMP | 4
Pumps - Accelerator pipe mounted | PUMP | 4
Pumps - Accelerator pipe mounted | PUMP | 4
Pumps - Accelerator pipe mounted | PUMP | 4
Pumps - Accelerator pipe mounted | PUMP | 4
Pumps - Domestic | PUMP | 4
Pumps - Domestic | PUMP | 4
Pumps - Domestic | PUMP | 4
Pumps - Domestic | PUMP | 4
Pumps - Domestic | PUMP | 4
Pumps - Domestic | PUMP | 4
Pumps - Domestic | PUMP | 4
Pumps - HWS circulator | PUMP | 4
Pumps - HWS circulator | PUMP | 4
Pumps - HWS circulator | PUMP | 4
Pumps - HWS circulator | PUMP | 4
Pumps - HWS circulator | PUMP | 4
Pumps - HWS circulator | PUMP | 4
Pumps - HWS circulator | PUMP | 4
Pumps - HWS circulator | PUMP | 4
Purified Water Tank | CW_STORAGE | 10
Radiant strip heater systems - Electric | HEAT_UNIT | 9
Radiant strip heater systems - Steam and hot water | HEAT_UNIT | 9
Radiator - Aluminium | RADIATOR | 8
Radiator - Cast Iron | RADIATOR | 8
Radiator - Steel | RADIATOR | 8
Radio systems | SECURITY | 8
Radios | SECURITY | 8
Radios | SECURITY | 8
Rainwater Harvesting System | CW_STORAGE | 10
Reciprocating Engine | POWERUPS | 8
RedCARE' system or similar | SECURITY | 8
Refreshment point water dispensers | WATERHTR | 8
Refrigeration evaporators | CONDENSER | 9
Refrigeration equipment | USER_EQUIP | 10
Refuse collection equipment | REFUSE | 6
Regulator / Gas Valves | GAS_VALVE | 9
Reverse cycle heat pump systems | AIR_CON | 7
Reverse osmosis softener | REV_OSMS | 8
Rising main | CW_STORAGE | 10
Roller Shutter Doors - Electric | POWER_DOOR | 10
Roller Shutter Doors - Manual | SHUTTERS | 8
Rolling Ticker Tape Display | AUDIO_VIS | 9
Rotary Hand pump | PUMP | 4
Rotary valves - shoe or slipper | VALVE | 5
Rotating Ventilators | FAN | 3
Salamander | USER_EQUIP | 10
Salamander Gas | USER_EQUIP | 10
Scent Dispersal Unit | SAN_FIT | 7
Scissor Lift | LIFT_EQU | 8
Screens & back projection equipment | AUDIO_VIS | 9
Security gates and gate posts | SEC_GATES | 9
Security Cameras - PTZ | SECURITY | 8
Security Cameras - PTZ Dome | SECURITY | 8
Security Cameras - Static | SECURITY | 8
Security Cameras - Static Dome | SECURITY | 8
Security detection equipment | SECURITY | 8
Security Lighting | SECURITY | 8
Separate clean room air conditioner | SPLIT_AC | 8
Septic Tank | TANK | 4
Servery Counters - Chill Well | USER_EQUIP | 10
Sewage Ejector Pump | PUMP | 4
Sewage Treatment Works | SEWAGE | 6
Shell & Tube Heat Exchanger | HEATEXCHGR | 10
Shower cubicles, including shower curtains and rails | SHOWER | 6
Shower tray - Cast iron and stainless steel | SHOWER | 6
Shower tray - Vitreous china/ /fireclay/ uPVC | SHOWER | 6
Shower unit – including shower head and hose | SHOWER | 6
Shower Booster Pump | SHR_BSTR | 8
Shower Mixer & Head | SHOWER | 6
Silencers and acoustic treatment. | ACCOUSTICS | 10
Sink - Cast iron and stainless steel | SINK | 4
Sink - Stainless Steel | USER_EQUIP | 10
Sink - Vitreous china/ /fireclay/ uPVC | SINK | 4
Slicer | USER_EQUIP | 10
Slot Diffusers | FAN | 3
Slot Diffusers | FAN | 3
Slot Diffusers | FAN | 3
Slot Diffusers | FAN | 3
Slot Diffusers | FAN | 3
Slot Diffusers | FAN | 3
Slot Diffusers | FAN | 3
Slot Diffusers | FAN | 3
Slot Diffusers | FAN | 3
Smoke Detector - Infrared Beam | FIRE_ALM | 8
Smoke / Fire Curtain | SMK_CURTAN | 10
Smoke Detectors | FIRE_ALM | 8
Smoke Relief Ventilators | SMOKE_VENT | 10
Smoke Relief Ventilators - Powered | SMOKE_VENT | 10
Soil & Vent Pipe - Aluminium | SOIL_VENT | 9
Soil & Vent Pipe - Asbestos | SOIL_VENT | 9
Soil & Vent Pipe - Cast Iron | SOIL_VENT | 9
Soil & Vent Pipe - Copper | SOIL_VENT | 9
Soil & Vent Pipe - UPVC | SOIL_VENT | 9
Solar thermal absorption chillers | CHILLERS | 8
Solar Panel - Photovoltaic | GENERATOR | 9
Solar Panels - Hot Water | HEATEXCHGR | 10
Solid fuel burners | BOILER | 6
Sound equipment | AUDIO_VIS | 9
Space Unit Heater - Electrical Storage | HEAT_UNIT | 9
Space Unit Heater - Gas / Electric | GAS_FR_HTR | 10
Space Unit Heater - Oil | HEAT_UNIT | 9
Space Unit Heater - Steam / Hot Water | HEAT_UNIT | 9
Space Unit Heater- Electrical Cont Flow | HEAT_UNIT | 9
Specialist systems | CONVEYOR | 8
Specialist lighting - Arena | SPEC_LIGHT | 10
Specialist lighting - Auditorium | SPEC_LIGHT | 10
Specialist lighting - Infra Red | SPEC_LIGHT | 10
Specialist lighting - Operating Theatres | SPEC_LIGHT | 10
Specialist lighting - Other | SPEC_LIGHT | 10
Specialist lighting - Studio | SPEC_LIGHT | 10
Split System - Heat Pump | SPLIT_AC | 8
Split systems /heat pumps - air cooled with direct expansion evaporator | SPLIT_AC | 8
Split Comfort Cooling - Indoor Unit | SPLIT_AC | 8
Spray cooler coils | DUCT_DIST | 9
Sprinkler Booster set | SPRN_BSTR | 9
Sprinkler System - Alternate | SPRINKLERS | 10
Sprinkler System - Deluge | SPRINKLERS | 10
Sprinkler System - Wet | SPRINKLERS | 10
Stair lifts | LIFTSDDA | 8
Stair Lift | LIFTSDDA | 8
Standby Generator | GENERATOR | 9
Steam reduction stations - Mild Steel | STEAM_GEN | 9
Steam reduction stations - Steel, galvanised | STEAM_GEN | 9
Steam Calorifier - Copper | CAL_STEAM | 9
Steam Calorifier - Mild Steel | CAL_STEAM | 9
Steam Pipework | PIPEWORK | 8
Step down/non-storage calorifiers | HW_STORAGE | 10
Sterilisation equipment | LAB_EQUIP | 9
Steriliser | LAB_EQUIP | 9
Sub-Mains Distribution Wiring - mineral insulated | POWERFC | 7
Sub-Mains Distribution Wiring - thermoplastic | POWERFC | 7
Sub-Mains Distribution Wiring - thermosetting | POWERFC | 7
Sump Pump | PUMP | 4
Surge Protection | LV_EQUIP | 8
Surveillance equipment (e.g. CCTV) | SECURITY | 8
Tamper Alarms | SECURITY | 8
Taps - Service valve | PIPEWORK | 8
Taps - Service valve | PIPEWORK | 8
Taps - Service valve | PIPEWORK | 8
Taps and outlet fittings | PIPEWORK | 8
Taps and waste fittings | PIPEWORK | 8
Television aerial and satellite systems | AUDIO_VIS | 9
Terminal control equipment | CNTL_PANEL | 10
Thermal insulation | PIPEWORK | 8
Thermal insulation | PIPEWORK | 8
Thermal insulation | PIPEWORK | 8
Thermal insulation | PIPEWORK | 8
Thermal insulation | PIPEWORK | 8
Thermal insulation | DUCT_DIST | 9
Thermal insulation | DUCT_DIST | 9
Thermal insulation | PIPEWORK | 8
Thermal insulation | DUCT_DIST | 9
Thermal insulation | PIPEWORK | 8
Thermal insulation | PIPEWORK | 8
Thermal insulation | PIPEWORK | 8
Thermal insulation | PIPEWORK | 8
Thermal insulation | PIPEWORK | 8
Thermal insulation. | PIPEWORK | 8
Thermal Wheel | THER_WHEEL | 10
Tilting Kettle | USER_EQUIP | 10
Tilting Kettle Gas | USER_EQUIP | 10
Time clock | BOILER | 6
Time clock | FAN | 3
Time clock | LIGHTING | 8
Toaster | USER_EQUIP | 10
Towel rails and holders - (not connected to a heating or hot water supply installation). | SAN_FIT | 7
Trace Heating | TRACE_HTG | 9
Trace Heating | TRACE_HTG | 9
Trace Heating | TRACE_HTG | 9
Transformer (Dry type) | TRANSFORM | 9
Transformer (Oil Type) | TRANSFORM | 9
Traps - Cast Iron | TRAP | 4
Traps - Glass | TRAP | 4
Traps - Plastic | TRAP | 4
Traps - uPVC | TRAP | 4
Treated water systems | WAT_TREAT | 9
Tubular Heaters | HEAT_UNIT | 9
Turbine Engine | POWERUPS | 8
TV Monitors | SECURITY | 8
Ultra Low Temp (Lab) Freezer | ULOW_FREEZ | 10
Under Floor Heating - Steel pipes | UNDER_FL | 8
Under Floor Heating - Electric | UNDER_FL | 8
Under Floor Heating - plastic pipes | UNDER_FL | 8
Unitary A/C / CRAC Unit (DX Type) | SPLIT_AC | 8
Unvented Storage Heater | HW_STORAGE | 10
UPS - Batteries - Sealed | POWERUPS | 8
UPS - Battery / Inverter | POWERUPS | 8
UPS - Capacitors | POWERUPS | 8
UPS Diesel (DRUPS) | POWERUPS | 8
UPS Inverter | POWERUPS | 8
Urinal - Cast iron and stainless steel | CISTERN | 7
Urinal - Vitreous china/ /fireclay/ uPVC | CISTERN | 7
UV Water Treatment | WAT_TREAT | 9
Vacuum systems | VACC_SYS | 8
Valves - automatic control | VALVE | 5
Valves - Check | VALVE | 5
Valves - Check | VALVE | 5
Valves - Check | VALVE | 5
Valves - Check | VALVE | 5
Valves - Check | VALVE | 5
Valves - Check | VALVE | 5
Valves - Check | VALVE | 5
Valves - Check | VALVE | 5
Valves - Check | VALVE | 5
Valves - Check | VALVE | 5
Valves - float operated valve | VALVE | 5
Valves - gate | VALVE | 5
Valves - gate | VALVE | 5
Valves - gate | VALVE | 5
Valves - gate | VALVE | 5
Valves - gate | VALVE | 5
Valves - gate | VALVE | 5
Valves - gate | VALVE | 5
Valves - gate | VALVE | 5
Valves - gate | VALVE | 5
Valves - gate | VALVE | 5
Valves - gate | VALVE | 5
Valves - Strainers | VALVE | 5
Valves - Strainers | VALVE | 5
Valves - Strainers | VALVE | 5
Valves - Strainers | VALVE | 5
Valves - Strainers | VALVE | 5
Valves - Strainers | VALVE | 5
Valves - Strainers | VALVE | 5
Valves - Strainers | VALVE | 5
Valves - Strainers | VALVE | 5
Valves - Strainers | VALVE | 5
Valves - Thermostatic Mixer | VALVE | 5
Valves - Thermostatic Mixer | VALVE | 5
Valves - Thermostatic Mixer | VALVE | 5
Valves - Thermostatic Mixer | VALVE | 5
Valves - Thermostatic Mixer | VALVE | 5
Valves - Thermostatic Mixer | VALVE | 5
Valves - Thermostatic Mixer | VALVE | 5
Valves - Thermostatic Mixer | VALVE | 5
Valves - Thermostatic Mixer | VALVE | 5
Valves - Thermostatic Mixer | VALVE | 5
Vapour compression chillers | CHILLERS | 8
Variable refrigerant volume (VRV) systems | AIR_CON | 7
VAV Boxes - Fan Assisted with Silencer | AIR_CON | 7
VAV Boxes - Fan Assisted with Silencer | AIR_CON | 7
VAV Boxes - With Silencer | AIR_CON | 7
VAV Boxes - With Silencer | AIR_CON | 7
VAV Boxes - With Silencer and Heat Coil | AIR_CON | 7
VAV Boxes - With Silencer and Heat Coil | AIR_CON | 7
VAV terminal units (box type) - Fan Assisted with Silencer | AIR_CON | 7
VAV terminal units (box type) - With Silencer | AIR_CON | 7
VAV terminal units (box type) - With Silencer and Heat Coil | AIR_CON | 7
Vegetable Preparation Unit | USER_EQUIP | 10
Vehicle Exhaust | FUME_EXT | 8
Voltage Optimisation Unit | LV_EQUIP | 8
Warm air heating | WRMAIR_SUP | 10
Waste Disposal Unit | USER_EQUIP | 10
Waste Water Pipework - Cast Iron | WASTE_WAT | 9
Waste Water Pipework - Copper | WASTE_WAT | 9
Waste Water Pipework - Plastic | WASTE_WAT | 9
Water Boiler - Electric | USER_EQUIP | 10
Water Boiler - Gas | USER_EQUIP | 10
Water features | WATER_FEAT | 10
Water saving devices | WATER_SAVE | 10
Water saving devices | WATER_SAVE | 10
Water Conditioner - Magnetic | WAT_TREAT | 9
Water Heater - Electric | WATERHTR | 8
Water Heater - Gas Fired | WATERHTR | 8
Water Purification Unit (Lab) | WAT_TREAT | 9
Water Storage Tanks - Fibreglass | CW_STORAGE | 10
Water Storage Tanks - Fibreglass | CW_STORAGE | 10
Water Storage Tanks - Galvanised Metal | CW_STORAGE | 10
Water Storage Tanks - Galvanised Metal | CW_STORAGE | 10
Water Storage Tanks - GRP | CW_STORAGE | 10
Water Storage Tanks - GRP | CW_STORAGE | 10
Water Storage Tanks - Polypropylene | CW_STORAGE | 10
Water Storage Tanks - Polypropylene | CW_STORAGE | 10
Water Tank Potable - Fibreglass | CW_STORAGE | 10
Water Tank Potable - Galvanised Metal | CW_STORAGE | 10
Water Tank Potable - GRP | CW_STORAGE | 10
Water Tank Potable - Polypropylene | CW_STORAGE | 10
WC - Cast iron and stainless steel | WC | 2
WC - Vitreous china/ /fireclay/ uPVC | WC | 2
Wet Riser incl Landing Valves | WET_RISER | 9
WHB - Cast iron and stainless steel | SINK | 4
WHB - Vitreous china/ /fireclay/ uPVC | SINK | 4
Window / façade cleaning cradles | CLEAN_SYS | 9
X Ray Machine | SECURITY | 8

## 4) System Definitions (hidden)
System Group |  | System and / or Element |  | Sub-Element | Component | UOM NRM | Estimated Useful Life (EUL) | Maintain Schedule | SFG20 Task Description | Applicable
EXTERNAL WALLS (EWAL) | 2.5.6 | Façade access / cleaning systems | 2.5.6.M.1 | Window / façade cleaning cradles | Window / façade cleaning cradles | nr |  | NCT - RCS | NON CORE TASK - ROOF CLEANING SYSTEM | Y
EXTERNAL WALLS (EWAL) | 2.5.6 | Façade access / cleaning systems | 2.5.6.M.2 | Combined façade/roof cleaning system | Combined façade/roof cleaning system | nr |  | NCT - RCS | NON CORE TASK - ROOF CLEANING SYSTEM | Y
WINDOWS AND EXTERNAL DOORS (WIN & EDR) | 2.6.2 | External doors | 2.6.2.M.1 | External doors (ED) | Pedestrian Auto Doors - Folding | nr |  | NCT - AD | NON CORE TASK - AUTO DOORS | Y
WINDOWS AND EXTERNAL DOORS (WIN & EDR) | 2.6.2 | External doors | 2.6.2.M.1 | External doors (ED) | Pedestrian Doors - Auto Sliding | nr |  | NCT - AD | NON CORE TASK - AUTO DOORS | Y
WINDOWS AND EXTERNAL DOORS (WIN & EDR) | 2.6.2 | External doors | 2.6.2.M.1 | External doors (ED) | Pedestrian Doors - Auto Swing | nr |  | NCT - AD | NON CORE TASK - AUTO DOORS | Y
WINDOWS AND EXTERNAL DOORS (WIN & EDR) | 2.6.2 | External doors | 2.6.2.M.2 | Revolving doors | Pedestrian Doors - Revolving | nr |  | NCT - AD | NON CORE TASK - AUTO DOORS | Y
WINDOWS AND EXTERNAL DOORS (WIN & EDR) | 2.6.2 | External doors | 2.6.2.M.4 | Roller / sliding shutter | Roller Shutter Doors - Electric | nr |  | NCT - RSD | NON CORE TASK - ROLLER / SLIDING SHUTTER | Y
WINDOWS AND EXTERNAL DOORS (WIN & EDR) | 2.6.2 | External doors | 2.6.2.M.4 | Roller / sliding shutter | Roller Shutter Doors - Manual | nr |  | NCT - RSD | NON CORE TASK - ROLLER / SLIDING SHUTTER | Y
FITTINGS, FURNISHINGS AND EQUIPMENT (FFE) | 4.1.6 | Non-mechanical and electrical equipment (NMEE | 4.1.6.M.2 | Non-mechanical and electrical equipment (NMEE | Ladders and the like | nr |  | NMEE PI | NON-MECHANICAL AND ELECTRICAL EQUIPMENT - PLANNED INSPECTION | Y
SANITARY INSTALLATIONS | 5.1.1 | Sanitary Appliances | 5.1.1.M.1 | Sanitary appliances | Cistern (WC/Urinal) - Abestos | nr | 20 | 48-05 | SANITARY APPLIANCES, WASTE WATER PLUMBING and DRAINS | Y
SANITARY INSTALLATIONS (SI) | 5.1.1 | Sanitary Appliances (SA) | 5.1.1.M.1 | Sanitary appliances (SA) | Cistern (WC/Urinal) - Cast Iron | nr | 40 | 48-05 | SANITARY APPLIANCES, WASTE WATER PLUMBING and DRAINS | Y
SANITARY INSTALLATIONS (SI) | 5.1.1 | Sanitary Appliances (SA) | 5.1.1.M.1 | Sanitary appliances (SA) | Cistern (WC/Urinal) - Ceramic | nr | 20 | 48-05 | SANITARY APPLIANCES, WASTE WATER PLUMBING and DRAINS | Y
SANITARY INSTALLATIONS (SI) | 5.1.1 | Sanitary Appliances (SA) | 5.1.1.M.1 | Sanitary appliances (SA) | Cistern (WC/Urinal) - Galvanised Metal | nr | 40 | 48-05 | SANITARY APPLIANCES, WASTE WATER PLUMBING and DRAINS | Y
SANITARY INSTALLATIONS (SI) | 5.1.1 | Sanitary Appliances (SA) | 5.1.1.M.1 | Sanitary appliances (SA) | Cistern (WC/Urinal) - Hidden/Recessed | nr | 20 | 48-05 | SANITARY APPLIANCES, WASTE WATER PLUMBING and DRAINS | Y
SANITARY INSTALLATIONS (SI) | 5.1.1 | Sanitary Appliances (SA) | 5.1.1.M.1 | Sanitary appliances (SA) | Cistern (WC/Urinal) - Mild Steel | nr | 40 | 48-05 | SANITARY APPLIANCES, WASTE WATER PLUMBING and DRAINS | Y
SANITARY INSTALLATIONS (SI) | 5.1.1 | Sanitary Appliances (SA) | 5.1.1.M.1 | Sanitary appliances (SA) | Cistern (WC/Urinal) - Plastic | nr | 20 | 48-05 | SANITARY APPLIANCES, WASTE WATER PLUMBING and DRAINS | Y
SANITARY INSTALLATIONS (SI) | 5.1.1 | Sanitary Appliances (SA) | 5.1.1.M.1 | Sanitary appliances (SA) | Sink - Cast iron and stainless steel | nr | 40 | 48-05 | SANITARY APPLIANCES, WASTE WATER PLUMBING and DRAINS | Y
SANITARY INSTALLATIONS (SI) | 5.1.1 | Sanitary Appliances (SA) | 5.1.1.M.1 | Sanitary appliances (SA) | Sink - Vitreous china/ /fireclay/ uPVC | nr | 20 | 48-05 | SANITARY APPLIANCES, WASTE WATER PLUMBING and DRAINS | Y
SANITARY INSTALLATIONS (SI) | 5.1.1 | Sanitary Appliances (SA) | 5.1.1.M.1 | Sanitary appliances (SA) | Urinal - Cast iron and stainless steel | nr | 40 | 48-05 | SANITARY APPLIANCES, WASTE WATER PLUMBING and DRAINS | Y
SANITARY INSTALLATIONS (SI) | 5.1.1 | Sanitary Appliances (SA) | 5.1.1.M.1 | Sanitary appliances (SA) | Urinal - Vitreous china/ /fireclay/ uPVC | nr | 20 | 48-05 | SANITARY APPLIANCES, WASTE WATER PLUMBING and DRAINS | Y
SANITARY INSTALLATIONS (SI) | 5.1.1 | Sanitary Appliances (SA) | 5.1.1.M.1 | Sanitary appliances (SA) | WC - Cast iron and stainless steel | nr | 40 | 48-05 | SANITARY APPLIANCES, WASTE WATER PLUMBING and DRAINS | Y
SANITARY INSTALLATIONS (SI) | 5.1.1 | Sanitary Appliances (SA) | 5.1.1.M.1 | Sanitary appliances (SA) | WC - Vitreous china/ /fireclay/ uPVC | nr | 20 | 48-05 | SANITARY APPLIANCES, WASTE WATER PLUMBING and DRAINS | Y
SANITARY INSTALLATIONS (SI) | 5.1.1 | Sanitary Appliances (SA) | 5.1.1.M.1 | Sanitary appliances (SA) | WHB - Cast iron and stainless steel | nr | 40 | 48-05 | SANITARY APPLIANCES, WASTE WATER PLUMBING and DRAINS | Y
SANITARY INSTALLATIONS (SI) | 5.1.1 | Sanitary Appliances (SA) | 5.1.1.M.1 | Sanitary appliances (SA) | WHB - Vitreous china/ /fireclay/ uPVC | nr | 20 | 48-05 | SANITARY APPLIANCES, WASTE WATER PLUMBING and DRAINS | Y
SANITARY INSTALLATIONS (SI) | 5.1.1 | Sanitary Appliances (SA) | 5.1.1.M.2 | Showers | Shower tray - Cast iron and stainless steel | nr | 40 | 51-01 | SHOWERS | Y
SANITARY INSTALLATIONS (SI) | 5.1.1 | Sanitary Appliances (SA) | 5.1.1.M.2 | Showers | Shower tray - Vitreous china/ /fireclay/ uPVC | nr | 20 | 51-01 | SHOWERS | Y
SANITARY INSTALLATIONS (SI) | 5.1.1 | Sanitary Appliances (SA) | 5.1.1.M.3 | Shower units | Chemical Spills / Drench Shower | nr | 25 | 51-01 | SHOWERS | Y
SANITARY INSTALLATIONS (SI) | 5.1.1 | Sanitary Appliances (SA) | 5.1.1.M.3 | Shower units | Shower unit – including shower head and hose | nr | 5 | 51-01 | SHOWERS | Y
SANITARY INSTALLATIONS (SI) | 5.1.1 | Sanitary Appliances (SA) | 5.1.1.M.4 | Shower booster pump | Shower Booster Pump | nr | 20 | 51-02 | SHOWERS BOOSTER PUMPS | Y
SANITARY INSTALLATIONS (SI) | 5.1.1 | Sanitary Appliances (SA) | 5.1.1.M.5 | Shower valve | Shower Mixer & Head | nr | 15 | 61-05 | SHOWER VALVES | Y
SANITARY INSTALLATIONS (SI) | 5.1.1 | Sanitary Appliances (SA) | 5.1.1.M.6 | Drinking fountain | Drinking fountain | nr | 10 | 48-09 | DRINKING FOUNTAINS | Y
SANITARY INSTALLATIONS (SI) | 5.1.1 | Sanitary Appliances (SA) | 5.1.1.M.6 | Drinking fountain | Mains Water Dispenser | nr | 10 | 48-09 | DRINKING FOUNTAINS | Y
SANITARY INSTALLATIONS (SI) | 5.1.1 | Sanitary Appliances (SA) | 5.1.1.M.7 | Tap and outlet fitting | Taps and waste fittings | nr | 20 | 61-02 | TAP AND OUTLET FITTINGS | Y
SANITARY INSTALLATIONS (SI) | 5.1.1 | Sanitary Appliances (SA) | 5.1.1.M.8 | Water saving device | Cistermiser/Water Saver | nr | 20 | 48-08 | SANITARY AND WASTE WATER PLUMBING - WATER SAVING DEVICES and METERS | Y
SANITARY INSTALLATIONS (SI) | 5.1.1 | Sanitary Appliances (SA) | 5.1.1.M.9 | Control and sensors | PIR - Auto Flush | nr | 8 | 50-09 | OCCUPANCY and LIGHT SENSORS | Y
SANITARY INSTALLATIONS (SI) | 5.1.1 | Sanitary Appliances (SA) | 5.1.1.M.9 | Control and sensors | PIR - Auto Tap | nr | 8 | 50-09 | OCCUPANCY and LIGHT SENSORS | Y
SANITARY INSTALLATIONS (SI) | 5.1.2 | Sanitary Ancillaries | 5.1.2.M.1 | Shower cubicles | Shower cubicles, including shower curtains and rails | nr | NLC | NCT | NON CORE TASK | Y
SANITARY INSTALLATIONS (SI) | 5.1.2 | Sanitary Ancillaries (SA) | 5.1.2.M.2 | Curtain rail / Screen | Bath/ shower curtain rails, screens and the like | nr | NLC | NCT | NON CORE TASK | Y
SANITARY INSTALLATIONS (SI) | 5.1.2 | Sanitary Ancillaries (SA) | 5.1.2.M.3 | Grab / support rail | Grab/ support rails | nr | NLC | NCT | NON CORE TASK | Y
SANITARY INSTALLATIONS (SI) | 5.1.2 | Sanitary Ancillaries (SA) | 5.1.2.M.4 | Towel rail | Towel rails and holders - (not connected to a heating or hot water supply installation). | nr | NLC | NCT | NON CORE TASK | Y
SANITARY INSTALLATIONS (SI) | 5.1.2 | Sanitary Ancillaries (SA) | 5.1.2.M.5 | Hand dryer | Hand Dryers | nr | 5 | 48-11 | HAND DRYERS | Y
SANITARY INSTALLATIONS (SI) | 5.1.2 | Sanitary Ancillaries (SA) | 5.1.2.M.6 | Paper towel dispensers | Paper towel dispensers | nr | 5 | 48-12 | PAPER TOWEL DISPENSERS - ELECTRIC OPERATED | Y
SANITARY INSTALLATIONS (SI) | 5.1.2 | Sanitary Ancillaries (SA) | 5.1.2.M.7 | Sanitary Incinerators | Incinerator - Sanitary Towel Disposal | nr | 15 | 05-46 | SANITARY INCINERATOR | Y
SANITARY INSTALLATIONS (SI) | 5.1.2 | Sanitary Ancillaries (SA) | 5.1.2.M.8 | Macerators | Macerator - Sanitary | nr | 10 | 48-02 | MACERATORS | Y
SANITARY INSTALLATIONS (SI) | 5.1.2 | Sanitary Ancillaries (SA) | 5.1.2.M.8 | Macerators | Macerator - Sewage | nr | 10 | 48-02 | MACERATORS | Y
SANITARY INSTALLATIONS (SI) | 5.1.2 | Sanitary Ancillaries (SA) | 5.1.2.M.9 | Other Sanitary fittings | IPS Panel | nr | 15 | NCT | NON CORE TASK | Y
SANITARY INSTALLATIONS (SI) | 5.1.2 | Sanitary Ancillaries (SA) | 5.1.2.M.9 | Other Sanitary fittings | PIR - Scent Dispersal | nr | 8 | 50-09 | OCCUPANCY and LIGHT SENSORS | Y
SANITARY INSTALLATIONS (SI) | 5.1.2 | Sanitary Ancillaries (SA) | 5.1.2.M.9 | Other Sanitary fittings | Scent Dispersal Unit | nr | 25 | NCT | NON CORE TASK | Y
SERVICES EQUIPMENT | 5.2.1 | Services equipment | 5.2.1.M.1 | Catering Equipment | Absorption chillers - Water Cooled | nr | 15 | NCT | NON CORE TASK | Y
SERVICES EQUIPMENT (SE) | 5.2.1 | Services equipment (SE) | 5.2.1.M.1 | Catering Equipment (CE) | Auto Dispense Font | nr | 8 | NCT | NON CORE TASK | Y
SERVICES EQUIPMENT (SE) | 5.2.1 | Services equipment (SE) | 5.2.1.M.1 | Catering Equipment (CE) | Bake-Off - Electric | nr | 15 | NCT | NON CORE TASK | Y
SERVICES EQUIPMENT (SE) | 5.2.1 | Services equipment (SE) | 5.2.1.M.1 | Catering Equipment (CE) | Bake-Off - Gas | nr | 15 | NCT - Gas Safe Check | NCT - Gas Safe Check | Y
SERVICES EQUIPMENT (SE) | 5.2.1 | Services equipment (SE) | 5.2.1.M.1 | Catering Equipment (CE) | Beverage Machine | nr | 8 | NCT | NON CORE TASK | Y
SERVICES EQUIPMENT (SE) | 5.2.1 | Services equipment (SE) | 5.2.1.M.1 | Catering Equipment (CE) | Boiling Pans - Gas | nr | 15 | NCT - Gas Safe Check | NCT - Gas Safe Check | Y
SERVICES EQUIPMENT (SE) | 5.2.1 | Services equipment (SE) | 5.2.1.M.1 | Catering Equipment (CE) | Bratt Pan - Electric | nr | 15 | NCT | NON CORE TASK | Y
SERVICES EQUIPMENT (SE) | 5.2.1 | Services equipment (SE) | 5.2.1.M.1 | Catering Equipment (CE) | Bratt Pan - Gas | nr | 15 | NCT - Gas Safe Check | NCT - Gas Safe Check | Y
SERVICES EQUIPMENT (SE) | 5.2.1 | Services equipment (SE) | 5.2.1.M.1 | Catering Equipment (CE) | Catering Burner Range | nr | 15 | NCT | NON CORE TASK | Y
SERVICES EQUIPMENT (SE) | 5.2.1 | Services equipment (SE) | 5.2.1.M.1 | Catering Equipment (CE) | Catering Equipment - General (Electric) | nr | 15 | NCT | NON CORE TASK | Y
SERVICES EQUIPMENT (SE) | 5.2.1 | Services equipment (SE) | 5.2.1.M.1 | Catering Equipment (CE) | Chargrill | nr | 15 | NCT | NON CORE TASK | Y
SERVICES EQUIPMENT (SE) | 5.2.1 | Services equipment (SE) | 5.2.1.M.1 | Catering Equipment (CE) | Cutter | nr | 15 | NCT | NON CORE TASK | Y
SERVICES EQUIPMENT (SE) | 5.2.1 | Services equipment (SE) | 5.2.1.M.1 | Catering Equipment (CE) | Dishwasher | nr | 15 | NCT | NON CORE TASK | Y
SERVICES EQUIPMENT (SE) | 5.2.1 | Services equipment (SE) | 5.2.1.M.1 | Catering Equipment (CE) | Dryer | nr | 15 | NCT | NON CORE TASK | Y
SERVICES EQUIPMENT (SE) | 5.2.1 | Services equipment (SE) | 5.2.1.M.1 | Catering Equipment (CE) | Dryer Gas | nr | 15 | NCT - Gas Safe Check | NCT - Gas Safe Check | Y
SERVICES EQUIPMENT (SE) | 5.2.1 | Services equipment (SE) | 5.2.1.M.1 | Catering Equipment (CE) | Fryer | nr | 15 | NCT | NON CORE TASK | Y
SERVICES EQUIPMENT (SE) | 5.2.1 | Services equipment (SE) | 5.2.1.M.1 | Catering Equipment (CE) | Fryer Gas | nr | 15 | NCT - Gas Safe Check | NCT - Gas Safe Check | Y
SERVICES EQUIPMENT (SE) | 5.2.1 | Services equipment (SE) | 5.2.1.M.1 | Catering Equipment (CE) | Griddle | nr | 15 | NCT | NON CORE TASK | Y
SERVICES EQUIPMENT (SE) | 5.2.1 | Services equipment (SE) | 5.2.1.M.1 | Catering Equipment (CE) | Griddle Gas | nr | 15 | NCT - Gas Safe Check | NCT - Gas Safe Check | Y
SERVICES EQUIPMENT (SE) | 5.2.1 | Services equipment (SE) | 5.2.1.M.1 | Catering Equipment (CE) | Grill | nr | 15 | NCT | NON CORE TASK | Y
SERVICES EQUIPMENT (SE) | 5.2.1 | Services equipment (SE) | 5.2.1.M.1 | Catering Equipment (CE) | Grinder | nr | 15 | NCT | NON CORE TASK | Y
SERVICES EQUIPMENT (SE) | 5.2.1 | Services equipment (SE) | 5.2.1.M.1 | Catering Equipment (CE) | Heated Food Trolley | nr | 8 | NCT | NON CORE TASK | Y
SERVICES EQUIPMENT (SE) | 5.2.1 | Services equipment (SE) | 5.2.1.M.1 | Catering Equipment (CE) | Hot Plate | nr | 15 | NCT | NON CORE TASK | Y
SERVICES EQUIPMENT (SE) | 5.2.1 | Services equipment (SE) | 5.2.1.M.1 | Catering Equipment (CE) | Hot Tap | nr | 8 | NCT | NON CORE TASK | Y
SERVICES EQUIPMENT (SE) | 5.2.1 | Services equipment (SE) | 5.2.1.M.1 | Catering Equipment (CE) | Ice Maker | nr | 15 | 34-01 | ICE MAKING MACHINES | Y
SERVICES EQUIPMENT (SE) | 5.2.1 | Services equipment (SE) | 5.2.1.M.1 | Catering Equipment (CE) | Induction Hob | nr | 15 | NCT | NON CORE TASK | Y
SERVICES EQUIPMENT (SE) | 5.2.1 | Services equipment (SE) | 5.2.1.M.1 | Catering Equipment (CE) | Induction Hob Gas | nr | 15 | NCT - Gas Safe Check | NCT - Gas Safe Check | Y
SERVICES EQUIPMENT (SE) | 5.2.1 | Services equipment (SE) | 5.2.1.M.1 | Catering Equipment (CE) | Insect Killer | nr | 8 | NCT | NON CORE TASK | Y
SERVICES EQUIPMENT (SE) | 5.2.1 | Services equipment (SE) | 5.2.1.M.1 | Catering Equipment (CE) | Juice Dispenser | nr | 8 | NCT | NON CORE TASK | Y
SERVICES EQUIPMENT (SE) | 5.2.1 | Services equipment (SE) | 5.2.1.M.1 | Catering Equipment (CE) | Microwave | nr | 15 | NCT | NON CORE TASK | Y
SERVICES EQUIPMENT (SE) | 5.2.1 | Services equipment (SE) | 5.2.1.M.1 | Catering Equipment (CE) | Mincer | nr | 15 | NCT | NON CORE TASK | Y
SERVICES EQUIPMENT (SE) | 5.2.1 | Services equipment (SE) | 5.2.1.M.1 | Catering Equipment (CE) | Mixer | nr | 15 | NCT | NON CORE TASK | Y
SERVICES EQUIPMENT (SE) | 5.2.1 | Services equipment (SE) | 5.2.1.M.1 | Catering Equipment (CE) | Oven - Boilerless | nr | 15 | NCT | NON CORE TASK | Y
SERVICES EQUIPMENT (SE) | 5.2.1 | Services equipment (SE) | 5.2.1.M.1 | Catering Equipment (CE) | Oven - Boilerless Gas | nr | 15 | NCT - Gas Safe Check | NCT - Gas Safe Check | Y
SERVICES EQUIPMENT (SE) | 5.2.1 | Services equipment (SE) | 5.2.1.M.1 | Catering Equipment (CE) | Oven - Combination | nr | 15 | NCT | NON CORE TASK | Y
SERVICES EQUIPMENT (SE) | 5.2.1 | Services equipment (SE) | 5.2.1.M.1 | Catering Equipment (CE) | Oven - Combination Gas | nr | 15 | NCT - Gas Safe Check | NCT - Gas Safe Check | Y
SERVICES EQUIPMENT (SE) | 5.2.1 | Services equipment (SE) | 5.2.1.M.1 | Catering Equipment (CE) | Oven - Convection | nr | 15 | NCT | NON CORE TASK | Y
SERVICES EQUIPMENT (SE) | 5.2.1 | Services equipment (SE) | 5.2.1.M.1 | Catering Equipment (CE) | Oven - Convection Gas | nr | 15 | NCT - Gas Safe Check | NCT - Gas Safe Check | Y
SERVICES EQUIPMENT (SE) | 5.2.1 | Services equipment (SE) | 5.2.1.M.1 | Catering Equipment (CE) | Oven - Fan Assisted | nr | 15 | NCT | NON CORE TASK | Y
SERVICES EQUIPMENT (SE) | 5.2.1 | Services equipment (SE) | 5.2.1.M.1 | Catering Equipment (CE) | Oven - Fan Assisted Gas | nr | 15 | NCT - Gas Safe Check | NCT - Gas Safe Check | Y
SERVICES EQUIPMENT (SE) | 5.2.1 | Services equipment (SE) | 5.2.1.M.1 | Catering Equipment (CE) | Pastry Roller/Dough Divides | nr | 15 | NCT | NON CORE TASK | Y
SERVICES EQUIPMENT (SE) | 5.2.1 | Services equipment (SE) | 5.2.1.M.1 | Catering Equipment (CE) | Peeler | nr | 15 | NCT | NON CORE TASK | Y
SERVICES EQUIPMENT (SE) | 5.2.1 | Services equipment (SE) | 5.2.1.M.1 | Catering Equipment (CE) | Plate Warmer | nr | 15 | NCT | NON CORE TASK | Y
SERVICES EQUIPMENT (SE) | 5.2.1 | Services equipment (SE) | 5.2.1.M.1 | Catering Equipment (CE) | Pot Wash | nr | 15 | NCT | NON CORE TASK | Y
SERVICES EQUIPMENT (SE) | 5.2.1 | Services equipment (SE) | 5.2.1.M.1 | Catering Equipment (CE) | Pressure Steamer | nr | 15 | NCT | NON CORE TASK | Y
SERVICES EQUIPMENT (SE) | 5.2.1 | Services equipment (SE) | 5.2.1.M.1 | Catering Equipment (CE) | Processor | nr | 15 | NCT | NON CORE TASK | Y
SERVICES EQUIPMENT (SE) | 5.2.1 | Services equipment (SE) | 5.2.1.M.1 | Catering Equipment (CE) | Salamander | nr | 15 | NCT | NON CORE TASK | Y
SERVICES EQUIPMENT (SE) | 5.2.1 | Services equipment (SE) | 5.2.1.M.1 | Catering Equipment (CE) | Salamander Gas | nr | 15 | NCT - Gas Safe Check | NCT - Gas Safe Check | Y
SERVICES EQUIPMENT (SE) | 5.2.1 | Services equipment (SE) | 5.2.1.M.1 | Catering Equipment (CE) | Sink - Stainless Steel | nr | 40 | NCT | NON CORE TASK | Y
SERVICES EQUIPMENT (SE) | 5.2.1 | Services equipment (SE) | 5.2.1.M.1 | Catering Equipment (CE) | Slicer | nr | 15 | NCT | NON CORE TASK | Y
SERVICES EQUIPMENT (SE) | 5.2.1 | Services equipment (SE) | 5.2.1.M.1 | Catering Equipment (CE) | Tilting Kettle | nr | 15 | NCT | NON CORE TASK | Y
SERVICES EQUIPMENT (SE) | 5.2.1 | Services equipment (SE) | 5.2.1.M.1 | Catering Equipment (CE) | Tilting Kettle Gas | nr | 15 | NCT - Gas Safe Check | NCT - Gas Safe Check | Y
SERVICES EQUIPMENT (SE) | 5.2.1 | Services equipment (SE) | 5.2.1.M.1 | Catering Equipment (CE) | Toaster | nr | 15 | NCT | NON CORE TASK | Y
SERVICES EQUIPMENT (SE) | 5.2.1 | Services equipment (SE) | 5.2.1.M.1 | Catering Equipment (CE) | Vegetable Preparation Unit | nr | 15 | NCT | NON CORE TASK | Y
SERVICES EQUIPMENT (SE) | 5.2.1 | Services equipment (SE) | 5.2.1.M.1 | Catering Equipment (CE) | Waste Disposal Unit | nr | 15 | NCT | NON CORE TASK | Y
SERVICES EQUIPMENT (SE) | 5.2.1 | Services equipment (SE) | 5.2.1.M.1 | Catering Equipment (CE) | Water Boiler - Electric | nr | 15 | NCT | NON CORE TASK | Y
SERVICES EQUIPMENT (SE) | 5.2.1 | Services equipment (SE) | 5.2.1.M.1 | Catering Equipment (CE) | Water Boiler - Gas | nr | 15 | NCT - Gas Safe Check | NCT - Gas Safe Check | Y
SERVICES EQUIPMENT (SE) | 5.2.1 | Services equipment (SE) | 5.2.1.M.2 | Food Storage equipment | Bainemarie - Electric | nr | 15 | NCT | NON CORE TASK | Y
SERVICES EQUIPMENT (SE) | 5.2.1 | Services equipment (SE) | 5.2.1.M.2 | Food Storage equipment | Bainemarie - Gas | nr | 15 | NCT - Gas Safe Check | NCT - Gas Safe Check | Y
SERVICES EQUIPMENT (SE) | 5.2.1 | Services equipment (SE) | 5.2.1.M.2 | Food Storage equipment | Chilled Display Cabinet | nr | 15 | 10-02 | REFRIGERATED DISPLAY CABINETS | Y
SERVICES EQUIPMENT (SE) | 5.2.1 | Services equipment (SE) | 5.2.1.M.2 | Food Storage equipment | Chilled Drinks Cabinet | nr | 15 | 10-02 | REFRIGERATED DISPLAY CABINETS | Y
SERVICES EQUIPMENT (SE) | 5.2.1 | Services equipment (SE) | 5.2.1.M.2 | Food Storage equipment | Chilled Servery Unit | nr | 15 | 10-02 | REFRIGERATED DISPLAY CABINETS | Y
SERVICES EQUIPMENT (SE) | 5.2.1 | Services equipment (SE) | 5.2.1.M.2 | Food Storage equipment | Freezer - Chest | nr | 15 | NCT | NON CORE TASK | Y
SERVICES EQUIPMENT (SE) | 5.2.1 | Services equipment (SE) | 5.2.1.M.2 | Food Storage equipment | Freezer - Under Counter | nr | 15 | NCT | NON CORE TASK | Y
SERVICES EQUIPMENT (SE) | 5.2.1 | Services equipment (SE) | 5.2.1.M.2 | Food Storage equipment | Freezer - Upright | nr | 15 | NCT | NON CORE TASK | Y
SERVICES EQUIPMENT (SE) | 5.2.1 | Services equipment (SE) | 5.2.1.M.2 | Food Storage equipment | Freezer - Walk In | nr | 15 | 10-01 | COLD ROOMS | Y
SERVICES EQUIPMENT (SE) | 5.2.1 | Services equipment (SE) | 5.2.1.M.2 | Food Storage equipment | Fridge - Under Counter | nr | 15 | NCT | NON CORE TASK | Y
SERVICES EQUIPMENT (SE) | 5.2.1 | Services equipment (SE) | 5.2.1.M.2 | Food Storage equipment | Fridge - Upright | nr | 15 | NCT | NON CORE TASK | Y
SERVICES EQUIPMENT (SE) | 5.2.1 | Services equipment (SE) | 5.2.1.M.2 | Food Storage equipment | Fridge - Walk In | nr | 15 | 10-01 | COLD ROOMS | Y
SERVICES EQUIPMENT (SE) | 5.2.1 | Services equipment (SE) | 5.2.1.M.2 | Food Storage equipment | Hot Cupboard - Electric | nr | 15 | NCT | NON CORE TASK | Y
SERVICES EQUIPMENT (SE) | 5.2.1 | Services equipment (SE) | 5.2.1.M.2 | Food Storage equipment | Hot Cupboard - Gas | nr | 20 | NCT - Gas Safe Check | NCT - Gas Safe Check | Y
SERVICES EQUIPMENT (SE) | 5.2.1 | Services equipment (SE) | 5.2.1.M.2 | Food Storage equipment | Hot Display Cabin | nr | 15 | NCT | NON CORE TASK | Y
SERVICES EQUIPMENT (SE) | 5.2.1 | Services equipment (SE) | 5.2.1.M.2 | Food Storage equipment | Refrigeration equipment | nr | 15 | NCT | NON CORE TASK | Y
SERVICES EQUIPMENT (SE) | 5.2.1 | Services equipment (SE) | 5.2.1.M.2 | Food Storage equipment | Servery Counters - Chill Well | nr | 15 | 10-02 | REFRIGERATED DISPLAY CABINETS | Y
DISPOSAL INSTALLATIONS | 5.3.1 | Foul drainage above ground | 5.3.1.M.1 | Waste pipework | Grease Traps | nr | 20 | 48-05 | SANITARY APPLIANCES, WASTE WATER PLUMBING and DRAINS | Y
DISPOSAL INSTALLATIONS (DI) | 5.3.1 | Foul drainage above ground | 5.3.1.M.1 | Waste pipework (WP) | Soil & Vent Pipe - Aluminium | m2 | 35 | 48-05 | SANITARY APPLIANCES, WASTE WATER PLUMBING and DRAINS | Y
DISPOSAL INSTALLATIONS (DI) | 5.3.1 | Foul drainage above ground | 5.3.1.M.1 | Waste pipework (WP) | Soil & Vent Pipe - Asbestos | m2 | NLC | 48-05 | SANITARY APPLIANCES, WASTE WATER PLUMBING and DRAINS | Y
DISPOSAL INSTALLATIONS (DI) | 5.3.1 | Foul drainage above ground | 5.3.1.M.1 | Waste pipework (WP) | Soil & Vent Pipe - Cast Iron | m2 | 40 | 48-05 | SANITARY APPLIANCES, WASTE WATER PLUMBING and DRAINS | Y
DISPOSAL INSTALLATIONS (DI) | 5.3.1 | Foul drainage above ground | 5.3.1.M.1 | Waste pipework (WP) | Soil & Vent Pipe - Copper | m2 | 35 | 48-05 | SANITARY APPLIANCES, WASTE WATER PLUMBING and DRAINS | Y
DISPOSAL INSTALLATIONS (DI) | 5.3.1 | Foul drainage above ground | 5.3.1.M.1 | Waste pipework (WP) | Soil & Vent Pipe - UPVC | m2 | 20 | 48-05 | SANITARY APPLIANCES, WASTE WATER PLUMBING and DRAINS | Y
DISPOSAL INSTALLATIONS (DI) | 5.3.1 | Foul drainage above ground | 5.3.1.M.1 | Waste pipework (WP) | Waste Water Pipework - Cast Iron | m2 | 40 | 48-05 | SANITARY APPLIANCES, WASTE WATER PLUMBING and DRAINS | Y
DISPOSAL INSTALLATIONS (DI) | 5.3.1 | Foul drainage above ground | 5.3.1.M.1 | Waste pipework (WP) | Waste Water Pipework - Copper | m2 | 40 | 48-05 | SANITARY APPLIANCES, WASTE WATER PLUMBING and DRAINS | Y
DISPOSAL INSTALLATIONS (DI) | 5.3.1 | Foul drainage above ground | 5.3.1.M.1 | Waste pipework (WP) | Waste Water Pipework - Plastic | m2 | 30 | 48-05 | SANITARY APPLIANCES, WASTE WATER PLUMBING and DRAINS | Y
DISPOSAL INSTALLATIONS (DI) | 5.3.1 | Foul drainage above ground | 5.3.1.M.1 | Waste pipework (WP) | Discharge stacks - Cast iron | m2 | 20 | 48-05 | SANITARY APPLIANCES, WASTE WATER PLUMBING and DRAINS | Y
DISPOSAL INSTALLATIONS (DI) | 5.3.1 | Foul drainage above ground | 5.3.1.M.1 | Waste pipework (WP) | Discharge stacks - Copper | m2 | 30 | 48-05 | SANITARY APPLIANCES, WASTE WATER PLUMBING and DRAINS | Y
DISPOSAL INSTALLATIONS (DI) | 5.3.1 | Foul drainage above ground | 5.3.1.M.1 | Waste pipework (WP) | Discharge stacks - Plastic | m2 | 40 | 48-05 | SANITARY APPLIANCES, WASTE WATER PLUMBING and DRAINS | Y
DISPOSAL INSTALLATIONS (DI) | 5.3.1 | Foul drainage above ground | 5.3.1.M.1 | Pipeline assemblies | Pipeline assemblies - PVC | nr | 20 | NCT - 5.3.1 | NCT - PIPE ASSEMBLIES | Y
DISPOSAL INSTALLATIONS (DI) | 5.3.1 | Foul drainage above ground | 5.3.1.M.1 | Pipeline assemblies | Pipeline assemblies - Plastic | nr | 30 | NCT - 5.3.1 | NCT - PIPE ASSEMBLIES | Y
DISPOSAL INSTALLATIONS (DI) | 5.3.1 | Foul drainage above ground | 5.3.1.M.1 | Pipeline assemblies | Pipeline assemblies - Cast Iron | nr | 40 | NCT - 5.3.1 | NCT - PIPE ASSEMBLIES | Y
DISPOSAL INSTALLATIONS (DI) | 5.3.1 | Foul drainage above ground | 5.3.1.M.1 | Floor channels / gratings | Floor channels / gratings - PVC | nr | 20 | NCT - 5.3.1 | NCT - FLOOR CHANNELS / GRATINGS | Y
DISPOSAL INSTALLATIONS (DI) | 5.3.1 | Foul drainage above ground | 5.3.1.M.1 | Floor channels / gratings | Floor channels / gratings - Plastic | nr | 30 | NCT - 5.3.1 | NCT - FLOOR CHANNELS / GRATINGS | Y
DISPOSAL INSTALLATIONS (DI) | 5.3.1 | Foul drainage above ground | 5.3.1.M.1 | Floor channels / gratings | Floor channels / gratings - Cast Iron | nr | 40 | NCT - 5.3.1 | NCT - FLOOR CHANNELS / GRATINGS | Y
DISPOSAL INSTALLATIONS (DI) | 5.3.1 | Foul drainage above ground | 5.3.1.M.4 | Sump Pump | Sump Pump | nr | 10 | 45-10 | SUMP PUMPS: EXTENDED SHAFT | Y
DISPOSAL INSTALLATIONS (DI) | 5.3.1 | Foul drainage above ground | 5.3.1.M.5 | Sundry items | Sewage Ejector Pump | nr | 15 | 45-07 | SEWAGE OR DRAINAGE PUMPS SUBMERSIBLE | Y
DISPOSAL INSTALLATIONS (DI) | 5.3.2 | Chemical, toxic and industrial liquid waste drainage | 5.3.2.M.1 | Pipelines and fittings | Pipework - Glass | nr | 10 | NCT | NCT - PIPELINES AND FITTINGS (CHEMICAL, TOXIC WASTE) | Y
DISPOSAL INSTALLATIONS (DI) | 5.3.2 | Chemical, toxic and industrial liquid waste drainage | 5.3.2.M.1 | Pipelines and fittings | Pipework - uPVC | nr | 20 | NCT | NCT - PIPELINES AND FITTINGS (CHEMICAL, TOXIC WASTE) | Y
DISPOSAL INSTALLATIONS (DI) | 5.3.2 | Chemical, toxic and industrial liquid waste drainage | 5.3.2.M.1 | Pipelines and fittings | Pipework - Plastic | nr | 30 | NCT | NCT - PIPELINES AND FITTINGS (CHEMICAL, TOXIC WASTE) | Y
DISPOSAL INSTALLATIONS (DI) | 5.3.2 | Chemical, toxic and industrial liquid waste drainage | 5.3.2.M.1 | Pipelines and fittings | Pipework - Cast Iron | nr | 40 | NCT | NCT - PIPELINES AND FITTINGS (CHEMICAL, TOXIC WASTE) | Y
DISPOSAL INSTALLATIONS (DI) | 5.3.2 | Chemical, toxic and industrial liquid waste drainage | 5.3.2.M.2 | Traps, access points and rodding eyes | Traps - Glass | nr | 10 | NCT | NCT - TRAPS (CHEMICAL, TOXIC WASTE) | Y
DISPOSAL INSTALLATIONS (DI) | 5.3.2 | Chemical, toxic and industrial liquid waste drainage | 5.3.2.M.2 | Traps, access points and rodding eyes | Traps - uPVC | nr | 20 | NCT | NCT - TRAPS (CHEMICAL, TOXIC WASTE) | Y
DISPOSAL INSTALLATIONS (DI) | 5.3.2 | Chemical, toxic and industrial liquid waste drainage | 5.3.2.M.2 | Traps, access points and rodding eyes | Traps - Plastic | nr | 30 | NCT | NCT - TRAPS (CHEMICAL, TOXIC WASTE) | Y
DISPOSAL INSTALLATIONS (DI) | 5.3.2 | Chemical, toxic and industrial liquid waste drainage | 5.3.2.M.2 | Traps, access points and rodding eyes | Traps - Cast Iron | nr | 40 | NCT | NCT - TRAPS (CHEMICAL, TOXIC WASTE) | Y
DISPOSAL INSTALLATIONS (DI) | 5.3.2 | Chemical, toxic and industrial liquid waste drainage | 5.3.2.M.3 | Gullies | Gullies - Glass | nr | 10 | NCT | NCT - GULLIES (CHEMICAL, TOXIC WASTE) | Y
DISPOSAL INSTALLATIONS (DI) | 5.3.2 | Chemical, toxic and industrial liquid waste drainage | 5.3.2.M.3 | Gullies | Gullies - uPVC | nr | 20 | NCT | NCT - GULLIES (CHEMICAL, TOXIC WASTE) | Y
DISPOSAL INSTALLATIONS (DI) | 5.3.2 | Chemical, toxic and industrial liquid waste drainage | 5.3.2.M.3 | Gullies | Gullies - Plastic | nr | 30 | NCT | NCT - GULLIES (CHEMICAL, TOXIC WASTE) | Y
DISPOSAL INSTALLATIONS (DI) | 5.3.2 | Chemical, toxic and industrial liquid waste drainage | 5.3.2.M.3 | Gullies | Gullies - Cast Iron | nr | 40 | NCT | NCT - GULLIES (CHEMICAL, TOXIC WASTE) | Y
DISPOSAL INSTALLATIONS (DI) | 5.3.2 | Chemical, toxic and industrial liquid waste drainage | 5.3.2.M.4 | Tanks | Chemical Storage Tank | nr | 10 | NCT | NON CORE TASK | Y
DISPOSAL INSTALLATIONS (DI) | 5.3.2 | Chemical, toxic and industrial liquid waste drainage | 5.3.2.M.5 | Settlement tanks | Septic Tank | nr | 10 | NCT | NON CORE TASK | Y
DISPOSAL INSTALLATIONS (DI) | 5.3.2 | Chemical, toxic and industrial liquid waste drainage | 5.3.2.M.6 | Effluent treatment plant | Sewage Treatment Works | nr | 10 | 71-02 | SEWAGE TREATMENT WORKS - PACKAGE SYSTEMS | Y
DISPOSAL INSTALLATIONS (DI) | 5.3.2 | Chemical, toxic and industrial liquid waste drainage | 5.3.2.M.7 | Dosing equipment | Dosing equipment | nr | 10 | 65-10 & 65-14 | CHEMICAL DOSING | Y
DISPOSAL INSTALLATIONS (DI) | 5.3.2 | Chemical, toxic and industrial liquid waste drainage | 5.3.2.M.8 | Steriliser | Sterilisation equipment | nr | 10 | NCT | NCT | Y
DISPOSAL INSTALLATIONS (DI) | 5.3.2 | Chemical, toxic and industrial liquid waste drainage | 5.3.2.M.10 | Thermal insulation | Thermal insulation | m² | 30 | 35-01 | THERMAL INSULATION | Y
DISPOSAL INSTALLATIONS (DI) | 5.3.2 | Chemical, toxic and industrial liquid waste drainage | 5.3.2.M.11 | Control components | Control components located externally | nr | 10 | NCT | NCT | Y
DISPOSAL INSTALLATIONS (DI) | 5.3.2 | Chemical, toxic and industrial liquid waste drainage | 5.3.2.M.12 | Monitoring equipment | Monitoring equipment locate externally | nr | 10 | NCT | NCT | Y
DISPOSAL INSTALLATIONS (DI) | 5.3.3 | Refuse Disposal | 5.3.3.M.1 | Refuse collection and disposal equipment | Compactor | nr | 10 | NCT | NON CORE TASK | Y
DISPOSAL INSTALLATIONS (DI) | 5.3.3 | Refuse Disposal | 5.3.3.M.1 | Refuse collection and disposal equipment (RCDE) | Bailing Machine | nr | 25 | NCT | NON CORE TASK | Y
DISPOSAL INSTALLATIONS (DI) | 5.3.3 | Refuse Disposal | 5.3.3.M.1 | Refuse collection and disposal equipment (RCDE) | Refuse collection equipment | nr | 25 | NCT | NCT | Y
DISPOSAL INSTALLATIONS (DI) | 5.3.3 | Refuse Disposal | 5.3.3.M.1 | Refuse collection and disposal equipment (RCDE) | Paper Shredders - Commercial | nr | 15 | NCT | NCT | Y
DISPOSAL INSTALLATIONS (DI) | 5.3.3 | Refuse Disposal | 5.3.3.M.1 | Refuse collection and disposal equipment (RCDE) | Paper Shredders - Industrial | nr | 20 | NCT | NCT | Y
DISPOSAL INSTALLATIONS (DI) | 5.3.3 | Refuse Disposal | 5.3.3.M.2 | Incineration plant and ancillaries | Incinerator - Gas or Oil Fired Furnaces | nr | 20 | 05-41 | GAS INCINERATOR | Y
DISPOSAL INSTALLATIONS (DI) | 5.3.3 | Refuse Disposal | 5.3.3.M.3 | Safety devices | Emergency Shut Off button | nr | 10 | 14-18 | EMERGENCY STOP BUTTONS | Y
WATER INSTALLATIONS | 5.4.1 | Mains water supply | 5.4.1.M.1 | Pipelines and fittings | Pipework - Mains - Copper | m2 | 45 | 40-01 | PIPEWORK SYSTEMS - General | Y
WATER INSTALLATIONS (WI) | 5.4.1 | Mains water supply | 5.4.1.M.1 | Pipelines and fittings | Pipework - Mains - Plastic | m2 | 20 | 40-01 | PIPEWORK SYSTEMS - General | Y
WATER INSTALLATIONS (WI) | 5.4.1 | Mains water supply | 5.4.1.M.1 | Pipelines and fittings | Pipework - Mains - Steel | m2 | 35 | 40-01 | PIPEWORK SYSTEMS - General | Y
WATER INSTALLATIONS (WI) | 5.4.1 | Mains water supply | 5.4.1.M.1 | Pipelines and fittings | Pipework - Mains - Steel galvanised | m2 | 35 | 40-01 | PIPEWORK SYSTEMS - General | Y
WATER INSTALLATIONS (WI) | 5.4.1 | Mains water supply | 5.4.1.M.2 | Valves | Valves - gate | nr | 25 | 61-01 | VALVES | Y
WATER INSTALLATIONS (WI) | 5.4.1 | Mains water supply | 5.4.1.M.2 | Valves | Valves - float operated valve | nr | 15 | 61-01 part | VALVES | Y
WATER INSTALLATIONS (WI) | 5.4.1 | Mains water supply | 5.4.1.M.2 | Valves | Valves - automatic control | nr | 15 | 62-01 | VALVES | Y
WATER INSTALLATIONS (WI) | 5.4.1 | Mains water supply | 5.4.1.M.2 | Valves | Rotary valves - shoe or slipper | nr | 20 | 62-02 | TAP AND OUTLET FITTINGS | Y
WATER INSTALLATIONS (WI) | 5.4.1 | Mains water supply | 5.4.1.M.2 | Valves | Butterfly and ball valves | nr | 25 | 62-03 | SERVICE VALVES | Y
WATER INSTALLATIONS (WI) | 5.4.1 | Mains water supply | 5.4.1.M.3 | Meters | Meter - Water | nr/m2 | NLC | 48-08 | SANITARY AND WASTE WATER PLUMBING - WATER SAVING DEVICES and METERS | Y
WATER INSTALLATIONS (WI) | 5.4.1 | Mains water supply | 5.4.1.M.4 | Rising main to storage tanks | Rising main | nr | 25 | 40-17 | WATER MAINS - ABOVE GROUND | Y
WATER INSTALLATIONS (WI) | 5.4.1 | Mains water supply | 5.4.1.M.4 | Thermal insulation | Thermal insulation. | m² | 30 | 35-01 | THERMAL INSULATION | Y
WATER INSTALLATIONS (WI) | 5.4.1 | Mains water supply | 5.4.1.M.5 | Trace heating | Trace Heating | m2 | 20 | 40-03 | PIPEWORK SYSTEMS-TRACE HEATING | Y
WATER INSTALLATIONS (WI) | 5.4.2 | Cold water distribution | 5.4.2.M.1 | Pipelines and fittings | Expansion Bellows - Flue Dilution | TBD | TBD | TBD | TO BE DECIDED | Y
WATER INSTALLATIONS (WI) | 5.4.2 | Cold water distribution | 5.4.2.M.1 | Pipelines and fittings | Expansion Bellows - Rubber | TBD | TBD | TBD | TO BE DECIDED | Y
WATER INSTALLATIONS (WI) | 5.4.2 | Cold water distribution | 5.4.2.M.1 | Pipelines and fittings | Expansion Bellows - Steel | TBD | TBD | TBD | TO BE DECIDED | Y
WATER INSTALLATIONS (WI) | 5.4.2 | Cold water distribution | 5.4.2.M.1 | Pipelines and fittings | Pipework - Cold Water - Copper | m2 | 45 | 40-01 | PIPEWORK SYSTEMS - General | Y
WATER INSTALLATIONS (WI) | 5.4.2 | Cold water distribution | 5.4.2.M.1 | Pipelines and fittings | Pipework - Cold Water - Plastic | m2 | 20 | 40-01 | PIPEWORK SYSTEMS - General | Y
WATER INSTALLATIONS (WI) | 5.4.2 | Cold water distribution | 5.4.2.M.1 | Pipelines and fittings | Pipework - Cold Water - Steel | m2 | 35 | 40-01 | PIPEWORK SYSTEMS - General | Y
WATER INSTALLATIONS (WI) | 5.4.2 | Cold water distribution | 5.4.2.M.1 | Pipelines and fittings | Pipework - Cold Water - Steel galvanised | m2 | 35 | 40-01 | PIPEWORK SYSTEMS - General | Y
WATER INSTALLATIONS (WI) | 5.4.2 | Cold water distribution | 5.4.2.M.2 | Valves | Valves - Check | nr | 25 | 61-01 | VALVES | Y
WATER INSTALLATIONS (WI) | 5.4.2 | Cold water distribution | 5.4.2.M.2 | Valves | Valves - gate | nr | 25 | 61-01 | VALVES | Y
WATER INSTALLATIONS (WI) | 5.4.2 | Cold water distribution | 5.4.2.M.2 | Valves | Valves - Strainers | nr | 25 | 61-01 | VALVES | Y
WATER INSTALLATIONS (WI) | 5.4.2 | Cold water distribution | 5.4.2.M.2 | Valves | Valves - Thermostatic Mixer | nr | 15 | 61-04 | COMBINATION TAP ASSEMBLIES, MIXING VALVES/TAPS | Y
WATER INSTALLATIONS (WI) | 5.4.2 | Cold water distribution | 5.4.2.M.3 | Water saving devices | Water saving devices | nr | NLC | 48-08 | SANITARY AND WASTE WATER PLUMBING - WATER SAVING DEVICES and METERS | Y
WATER INSTALLATIONS (WI) | 5.4.2 | Cold water distribution | 5.4.2.M.4 | Taps | Taps - Service valve | nr | 15 | 61-03 | SERVICE VALVES | Y
WATER INSTALLATIONS (WI) | 5.4.2 | Cold water distribution | 5.4.2.M.5 | Pumps | Pumps - Floor mounted | nr | 20 | 45-02 | CIRCULATING PUMPS-general | Y
WATER INSTALLATIONS (WI) | 5.4.2 | Cold water distribution | 5.4.2.M.5 | Pumps | Pumps - Floor mounted Twin Head | nr | 20 | 45-02 | CIRCULATING PUMPS-general | Y
WATER INSTALLATIONS (WI) | 5.4.2 | Cold water distribution | 5.4.2.M.5 | Pumps | Pumps - Accelerator pipe mounted | nr | 10 | 45-02 | CIRCULATING PUMPS-general | Y
WATER INSTALLATIONS (WI) | 5.4.2 | Cold water distribution | 5.4.2.M.5 | Pumps | Pumps - Domestic | nr | 10 | 45-11 | DOMESTIC HOT WATER ACCELERATORS | Y
WATER INSTALLATIONS (WI) | 5.4.2 | Cold water distribution | 5.4.2.M.5 | Pumps | Pumps - HWS circulator | nr | 20 | 45-02 | CIRCULATING PUMPS-general | Y
WATER INSTALLATIONS (WI) | 5.4.2 | Cold water distribution | 5.4.2.M.6 | Pressurisation expansion units | Pressurisation Unit | nr | 20 | 32-12 | EXPANSION VESSELS | Y
WATER INSTALLATIONS (WI) | 5.4.2 | Cold water distribution | 5.4.2.M.7 | Pressure booster sets | Domestic Booster set | nr | 15 | 45-12 | WATER PUMPING PRESSURE BOOSTING SETS | Y
WATER INSTALLATIONS (WI) | 5.4.2 | Cold water distribution | 5.4.2.M.7 | Pressure booster sets | MCWS Booster set | nr | 15 | 45-12 | WATER PUMPING PRESSURE BOOSTING SETS | Y
WATER INSTALLATIONS (WI) | 5.4.2 | Cold water distribution | 5.4.2.M.8 | Tanks | Purified Water Tank | nr | 20 | 56-02 | COLD WATER STORAGE TANKS and CISTERNS | Y
WATER INSTALLATIONS (WI) | 5.4.2 | Cold water distribution | 5.4.2.M.8 | Tanks | Water Storage Tanks - Fibreglass | nr | 20 | 56-02 | COLD WATER STORAGE TANKS and CISTERNS | Y
WATER INSTALLATIONS (WI) | 5.4.2 | Cold water distribution | 5.4.2.M.8 | Tanks | Water Storage Tanks - Galvanised Metal | nr | 15 | 56-02 | COLD WATER STORAGE TANKS and CISTERNS | Y
WATER INSTALLATIONS (WI) | 5.4.2 | Cold water distribution | 5.4.2.M.8 | Tanks | Water Storage Tanks - GRP | nr | 20 | 56-02 | COLD WATER STORAGE TANKS and CISTERNS | Y
WATER INSTALLATIONS (WI) | 5.4.2 | Cold water distribution | 5.4.2.M.8 | Tanks | Water Storage Tanks - Polypropylene | nr | 20 | 56-02 | COLD WATER STORAGE TANKS and CISTERNS | Y
WATER INSTALLATIONS (WI) | 5.4.2 | Cold water distribution | 5.4.2.M.8 | Tanks | Water Tank Potable - Fibreglass | nr | 20 | 56-02 | COLD WATER STORAGE TANKS and CISTERNS | Y
WATER INSTALLATIONS (WI) | 5.4.2 | Cold water distribution | 5.4.2.M.8 | Tanks | Water Tank Potable - Galvanised Metal | nr | 15 | 56-02 | COLD WATER STORAGE TANKS and CISTERNS | Y
WATER INSTALLATIONS (WI) | 5.4.2 | Cold water distribution | 5.4.2.M.8 | Tanks | Water Tank Potable - GRP | nr | 20 | 56-02 | COLD WATER STORAGE TANKS and CISTERNS | Y
WATER INSTALLATIONS (WI) | 5.4.2 | Cold water distribution | 5.4.2.M.8 | Tanks | Water Tank Potable - Polypropylene | nr | 20 | 56-02 | COLD WATER STORAGE TANKS and CISTERNS | Y
WATER INSTALLATIONS (WI) | 5.4.2 | Cold water distribution | 5.4.2.M.9 | Trace heating | Trace Heating | m2 | 20 | 40-03 | PIPEWORK SYSTEMS-TRACE HEATING | Y
WATER INSTALLATIONS (WI) | 5.4.2 | Cold water distribution | 5.4.2.M.10 | Instrumentation and controls | Control Panel - Cold Water Services | nr | 10 | 14-11 | MULTI-INPUT CONTROLLERS | Y
WATER INSTALLATIONS (WI) | 5.4.2 | Cold water distribution | 5.4.2.M.11 | Thermal insulation | Thermal insulation | m2 | 30 | 35-01 | THERMAL INSULATION | Y
WATER INSTALLATIONS (WI) | 5.4.2 | Cold water distribution | 5.4.2.M.12 | Rainwater harvesting systems | Rainwater Harvesting System | m2 | 30 | 40-01, 56-02 | PIPEWORK SYSTEMS - General | Y
WATER INSTALLATIONS (WI) | 5.4.2 | Cold water distribution | 5.4.2.M.13 | Grey water collection systems | Grey Water Collection System | m2 | 30 | 40-01, 56-02 | PIPEWORK SYSTEMS - General | Y
WATER INSTALLATIONS (WI) | 5.4.3 | Hot water distribution | 5.4.3.M.1 | Pipelines and fittings | Expansion Bellows - Flue Dilution | TBD | TBD | TBD | TO BE DECIDED | Y
WATER INSTALLATIONS (WI) | 5.4.3 | Hot water distribution | 5.4.3.M.1 | Pipelines and fittings | Expansion Bellows - Rubber | TBD | TBD | TBD | TO BE DECIDED | Y
WATER INSTALLATIONS (WI) | 5.4.3 | Hot water distribution | 5.4.3.M.1 | Pipelines and fittings | Expansion Bellows - Steel | TBD | TBD | TBD | TO BE DECIDED | Y
WATER INSTALLATIONS (WI) | 5.4.3 | Hot water distribution | 5.4.3.M.1 | Pipelines and fittings | Pipework - DHWS | m2 | 25 | 32-02 | HOT WATER SERVICES general | Y
WATER INSTALLATIONS (WI) | 5.4.3 | Hot water distribution | 5.4.3.M.1 | Pipelines and fittings | Pipework - DHWS - Copper | m2 | 45 | 32-02 | HOT WATER SERVICES general | Y
WATER INSTALLATIONS (WI) | 5.4.3 | Hot water distribution | 5.4.3.M.1 | Pipelines and fittings | Pipework - DHWS - Plastic | m2 | 15 | 32-02 | HOT WATER SERVICES general | Y
WATER INSTALLATIONS (WI) | 5.4.3 | Hot water distribution | 5.4.3.M.1 | Pipelines and fittings | Pipework - DHWS - steel galvanised | m2 | 25 | 32-02 | HOT WATER SERVICES general | Y
WATER INSTALLATIONS (WI) | 5.4.3 | Hot water distribution | 5.4.3.M.1 | Pipelines and fittings | Plant Room Pipework | m2 | 35 | 32-02 | HOT WATER SERVICES general | Y
WATER INSTALLATIONS (WI) | 5.4.3 | Hot water distribution | 5.4.3.M.2 | Valves | Valves - Check | nr | 25 | 61-01 | VALVES | Y
WATER INSTALLATIONS (WI) | 5.4.3 | Hot water distribution | 5.4.3.M.2 | Valves | Valves - gate | nr | 25 | 61-01 | VALVES | Y
WATER INSTALLATIONS (WI) | 5.4.3 | Hot water distribution | 5.4.3.M.2 | Valves | Valves - Strainers | nr | 25 | 61-01 | VALVES | Y
WATER INSTALLATIONS (WI) | 5.4.3 | Hot water distribution | 5.4.3.M.2 | Valves | Valves - Thermostatic Mixer | nr | 15 | 61-04 | COMBINATION TAP ASSEMBLIES, MIXING VALVES/TAPS | Y
WATER INSTALLATIONS (WI) | 5.4.3 | Hot water distribution | 5.4.3.M.3 | Water saving devices | Water saving devices | nr | NLC | 48-08 | SANITARY AND WASTE WATER PLUMBING - WATER SAVING DEVICES and METERS | Y
WATER INSTALLATIONS (WI) | 5.4.3 | Hot water distribution | 5.4.3.M.4 | Taps | Taps - Service valve | nr | 15 | 61-03 | SERVICE VALVES | Y
WATER INSTALLATIONS (WI) | 5.4.3 | Hot water distribution | 5.4.3.M.5 | Pumps | Pumps - Floor mounted | nr | 20 | 45-02 | CIRCULATING PUMPS-general | Y
WATER INSTALLATIONS (WI) | 5.4.3 | Hot water distribution | 5.4.3.M.5 | Pumps | Pumps - Floor mounted Twin Head | nr | 20 | 45-02 | CIRCULATING PUMPS-general | Y
WATER INSTALLATIONS (WI) | 5.4.3 | Hot water distribution | 5.4.3.M.5 | Pumps | Pumps - Accelerator pipe mounted | nr | 10 | 45-02 | CIRCULATING PUMPS-general | Y
WATER INSTALLATIONS (WI) | 5.4.3 | Hot water distribution | 5.4.3.M.5 | Pumps | Pumps - Domestic | nr | 10 | 45-11 | DOMESTIC HOT WATER ACCELERATORS | Y
WATER INSTALLATIONS (WI) | 5.4.3 | Hot water distribution | 5.4.3.M.5 | Pumps | Pumps - HWS circulator | nr | 20 | 45-02 | CIRCULATING PUMPS-general | Y
WATER INSTALLATIONS (WI) | 5.4.3 | Hot water distribution | 5.4.3.M.6 | Heat exchangers | Plate Heat Exchanger | nr | 15 | 29-06 | PLATE HEAT EXCHANGERS | Y
WATER INSTALLATIONS (WI) | 5.4.3 | Hot water distribution | 5.4.3.M.6 | Heat exchangers | Shell & Tube Heat Exchanger | nr | 25 | 29-01 | HEAT EXCHANGERS - COILS | Y
WATER INSTALLATIONS (WI) | 5.4.3 | Hot water distribution | 5.4.3.M.7 | Storage cylinders and calorifiers | Hot Water Calorifier - Indirect | nr | 20 | 32-05 | CALORIFIERS HEATED BY LTHW | Y
WATER INSTALLATIONS (WI) | 5.4.3 | Hot water distribution | 5.4.3.M.7 | Storage cylinders and calorifiers | Hot Water Calorifier - Storage | nr | 20 | 32-05 | CALORIFIERS HEATED BY LTHW | Y
WATER INSTALLATIONS (WI) | 5.4.3 | Hot water distribution | 5.4.3.M.7 | Storage cylinders and calorifiers | Hot water cylinders – domestic type | nr | NLC | 32-09 | HOT WATER CYLINDERS | Y
WATER INSTALLATIONS (WI) | 5.4.3 | Hot water distribution | 5.4.3.M.7 | Storage cylinders and calorifiers | Non Storage Calorifier | nr | 20 | 32-05 | CALORIFIERS HEATED BY LTHW | Y
WATER INSTALLATIONS (WI) | 5.4.3 | Hot water distribution | 5.4.3.M.7 | Storage cylinders and calorifiers | Unvented Storage Heater | nr | 15 | 32-11 | THERMAL STORAGE CYLINDER (individual dwellings for DHWS) | Y
WATER INSTALLATIONS (WI) | 5.4.3 | Hot water distribution | 5.4.3.M.8 | Trace heating | Trace Heating | m2 | 10 | 40-03 | PIPEWORK SYSTEMS-TRACE HEATING | Y
WATER INSTALLATIONS (WI) | 5.4.3 | Hot water distribution | 5.4.3.M.10 | Immersion heaters | HW cylinder with immersion heater | nr | NLC | 32-09 | HOT WATER CYLINDERS | Y
WATER INSTALLATIONS (WI) | 5.4.3 | Hot water distribution | 5.4.3.M.11 | Expansion tank | Insulated Combination Units | nr | 25 | 32-09 | HOT WATER CYLINDERS | Y
WATER INSTALLATIONS (WI) | 5.4.3 | Hot water distribution | 5.4.3.M.12 | Water softeners | Chemical Dosing pot | nr | NLC | 65-06 | FILTRATION and CONDITIONING - POINT OF USE | Y
WATER INSTALLATIONS (WI) | 5.4.3 | Hot water distribution | 5.4.3.M.12 | Water softeners | Chemical Dosing Systems | nr | NLC | 65-05 | FILTRATION, CONDITIONING and pH CORRECTION - central plant | Y
WATER INSTALLATIONS (WI) | 5.4.3 | Hot water distribution | 5.4.3.M.12 | Water softeners | Computerised Water Conditioner | nr | 20 | 65-04 | SPECIAL WATER TREATMENT SYSTEMS | Y
WATER INSTALLATIONS (WI) | 5.4.3 | Hot water distribution | 5.4.3.M.12 | Water softeners | De-Alkailisation Plant | nr | 15 | 65-04 | SPECIAL WATER TREATMENT SYSTEMS | Y
WATER INSTALLATIONS (WI) | 5.4.3 | Hot water distribution | 5.4.3.M.12 | Water softeners | De-Alkalisation Plant | nr | 20 | 65-04 | SPECIAL WATER TREATMENT SYSTEMS | Y
WATER INSTALLATIONS (WI) | 5.4.3 | Hot water distribution | 5.4.3.M.12 | Water softeners | Demineralisation Plant | nr | 20 | 65-04 | SPECIAL WATER TREATMENT SYSTEMS | Y
WATER INSTALLATIONS (WI) | 5.4.3 | Hot water distribution | 5.4.3.M.12 | Water softeners | Electrolytic Chlorine Ion Generation | nr | 20 | 65-04 | SPECIAL WATER TREATMENT SYSTEMS | Y
WATER INSTALLATIONS (WI) | 5.4.3 | Hot water distribution | 5.4.3.M.12 | Water softeners | In-Line Water Filter | nr | 15 | 65-04 | SPECIAL WATER TREATMENT SYSTEMS | Y
WATER INSTALLATIONS (WI) | 5.4.3 | Hot water distribution | 5.4.3.M.12 | Water softeners | Ionisation Softener - Comercial | nr | 30 | 65-02 | ION EXCHANGE PLANT - BASE EXCHANGE SOFTENING - commercial | Y
WATER INSTALLATIONS (WI) | 5.4.3 | Hot water distribution | 5.4.3.M.12 | Water softeners | Ionisation Softener - Domestic | nr | 20 | 65-03 | ION EXCHANGE PLANT - BASE EXCHANGE SOFTENING - domestic (capacity usually below 50 litres) | Y
WATER INSTALLATIONS (WI) | 5.4.3 | Hot water distribution | 5.4.3.M.12 | Water softeners | Reverse osmosis softener | nr | NLC | 65-07 | REVERSE OSMOSIS | Y
WATER INSTALLATIONS (WI) | 5.4.3 | Hot water distribution | 5.4.3.M.12 | Water softeners | UV Water Treatment | nr | 15 | 65-08 | ULTRA VIOLET DISINFECTION UNIT | Y
WATER INSTALLATIONS (WI) | 5.4.3 | Hot water distribution | 5.4.3.M.12 | Water softeners | Water Conditioner - Magnetic | nr | 20 | 65-04 | SPECIAL WATER TREATMENT SYSTEMS | Y
WATER INSTALLATIONS (WI) | 5.4.3 | Hot water distribution | 5.4.3.M.12 | Water softeners | Water Purification Unit (Lab) | nr | 15 | 65-04 | SPECIAL WATER TREATMENT SYSTEMS | Y
WATER INSTALLATIONS (WI) | 5.4.3 | Hot water distribution | 5.4.3.M.13 | Instrumentation and controls | Indicator and displays | nr | 10 | 14-12 | INDICATORS AND DISPLAYS | Y
WATER INSTALLATIONS (WI) | 5.4.3 | Hot water distribution | 5.4.3.M.14 | Thermal insulation | Thermal insulation | m² | 30 | 35-01 | THERMAL INSULATION | Y
WATER INSTALLATIONS (WI) | 5.4.4 | Local Hot Water | 5.4.4.M.1 | Instant water heaters | Refreshment point water dispensers | nr | 8 | 32-15 | PACKAGED ELECTRIC WATER HEATERS-cistern type (non drinks) | Y
WATER INSTALLATIONS (WI) | 5.4.4 | Local Hot Water | 5.4.4.M.1 | Instant water heaters | Water Heater - Gas Fired | nr | 15 | 32-13 | DIRECT FIRED WATER HEATERS | Y
WATER INSTALLATIONS (WI) | 5.4.4 | Local Hot Water | 5.4.4.M.1 | Instantaneous under sink, multipoint and over sink units | Water Heater - Electric | nr | 12 | 32-14 | INSTANTANEOUS ELECTRIC WATER HEATERS (non drinks type) | Y
WATER INSTALLATIONS (WI) | 5.4.5 | Steam and condensate distribution | 5.4.5.M.1 | Pipelines and fittings | Expansion Bellows - Flue Dilution | TBD | TBD | TBD | TO BE DECIDED | Y
WATER INSTALLATIONS (WI) | 5.4.5 | Steam and condensate distribution | 5.4.5.M.1 | Pipelines and fittings | Expansion Bellows - Rubber | TBD | TBD | TBD | TO BE DECIDED | Y
WATER INSTALLATIONS (WI) | 5.4.5 | Steam and condensate distribution | 5.4.5.M.1 | Pipelines and fittings | Expansion Bellows - Steel | TBD | TBD | TBD | TO BE DECIDED | Y
WATER INSTALLATIONS (WI) | 5.4.5 | Steam and condensate distribution | 5.4.5.M.1 | Pipelines and fittings | Steam Pipework | m2 | 30 | 40-11 | STEAM SERVICES | Y
WATER INSTALLATIONS (WI) | 5.4.5 | Steam and condensate distribution | 5.4.5.M.2 | Valves | Pressure Release Valves | nr | 20 | 62-07 | SEAT VALVES | Y
WATER INSTALLATIONS (WI) | 5.4.5 | Steam and condensate distribution | 5.4.5.M.3 | Steam reduction stations | Steam reduction stations - Mild Steel | m² | 20 | 40-11 | STEAM SERVICES | Y
WATER INSTALLATIONS (WI) | 5.4.5 | Steam and condensate distribution | 5.4.5.M.3 | Steam reduction stations | Steam reduction stations - Steel, galvanised | m² | 35 | 40-11 | STEAM SERVICES | Y
WATER INSTALLATIONS (WI) | 5.4.5 | Steam and condensate distribution | 5.4.5.M.4 | Condensate receivers | Condensate receivers and storage tanks | nr | 12 | NCT | NCT | Y
WATER INSTALLATIONS (WI) | 5.4.5 | Steam and condensate distribution | 5.4.5.M.5 | Condensate pump sets | Condensate Pump | nr | 20 | 45-03 | CENTRIFUGAL PUMPS | Y
WATER INSTALLATIONS (WI) | 5.4.5 | Steam and condensate distribution | 5.4.5.M.6 | Steam connection outlets | Taps and outlet fittings | nr | 20 | 61-02 | TAP AND OUTLET FITTINGS | Y
WATER INSTALLATIONS (WI) | 5.4.5 | Steam and condensate distribution | 5.4.5.M.7 | Taps | Taps - Service valve | nr | 15 | 61-03 | SERVICE VALVES | Y
WATER INSTALLATIONS (WI) | 5.4.5 | Steam and condensate distribution | 5.4.5.M.8 | Heat exchangers | Plate Heat Exchanger | nr | 15 | 29-07 | WATER TO WATER PLATE HEAT EXCHANGERS | Y
WATER INSTALLATIONS (WI) | 5.4.5 | Steam and condensate distribution | 5.4.5.M.9 | Steam Calorifier | Steam Calorifier - Copper | nr | 25 | 32-06 | HOT WATER CALORIFIERS HEATED BY MTHW, HTHW or STEAM | Y
WATER INSTALLATIONS (WI) | 5.4.5 | Steam and condensate distribution | 5.4.5.M.9 | Steam Calorifier | Steam Calorifier - Mild Steel | nr | 20 | 32-06 | HOT WATER CALORIFIERS HEATED BY MTHW, HTHW or STEAM | Y
WATER INSTALLATIONS (WI) | 5.4.5 | Steam and condensate distribution | 5.4.5.M.10 | Instrumentation and controls | Indicator and displays | nr | 10 | 14-12 | INDICATORS AND DISPLAYS | Y
WATER INSTALLATIONS (WI) | 5.4.5 | Steam and condensate distribution | 5.4.5.M.11 | Thermal insulation | Thermal insulation | m² | 30 | 35-01 | THERMAL INSULATION | Y
HEAT SOURCE | 5.5.1 | Heat Source | 5.5.1.M.1 | Boiler – biomass | Biomass - Conveyor | nr | 20 | 05-38 | BIOMASS BOILER | Y
HEAT SOURCE (HS) | 5.5.1 | Heat Source | 5.5.1.M.1 | Boiler – biomass | Biomass - Hopper | nr | 20 | 05-38 | BIOMASS BOILER | Y
HEAT SOURCE (HS) | 5.5.1 | Heat Source | 5.5.1.M.1 | Boiler – biomass | Boiler Unit - Bio Mass | nr | 20 | 05-38 | BIOMASS BOILER | Y
HEAT SOURCE (HS) | 5.5.1 | Heat Source | 5.5.1.M.2 | Boiler - gas/oil | Boiler Unit - Atmospheric gas burner, boiler, free standing boiler - (domestic type) | nr | 15 | 05-03 | ATMOSPHERIC GAS BURNER - FREE STANDING BOILER | Y
HEAT SOURCE (HS) | 5.5.1 | Heat Source | 5.5.1.M.2 | Boiler - gas/oil | Boiler Unit - Atmospheric gas burner -- condensing boiler - (domestic type) | nr | 20 | 05-04 | ATMOSPHERIC GAS BURNER - CONDENSING BOILER | Y
HEAT SOURCE (HS) | 5.5.1 | Heat Source | 5.5.1.M.2 | Boiler - gas/oil | Boiler Unit - Gas fired boiler - shell type, water tube & sectional units MTHW | nr | 25 | 05-03 | ATMOSPHERIC GAS BURNER - FREE STANDING BOILER | Y
HEAT SOURCE (HS) | 5.5.1 | Heat Source | 5.5.1.M.2 | Boiler - gas/oil | Boiler Unit - Gas fired boiler - shell type, water tube & sectional units LTHW | nr | 25 | 05-23 | BOILERS LTHW UP TO 95ºC | Y
HEAT SOURCE (HS) | 5.5.1 | Heat Source | 5.5.1.M.2 | Boiler - gas/oil | Boiler Unit - Blown gas burner - condensing boiler | nr | 15 | 05-10 | BLOWN GAS BURNER CONDENSING BOILER | Y
HEAT SOURCE (HS) | 5.5.1 | Heat Source | 5.5.1.M.2 | Boiler - gas/oil | Boiler Unit - Blown gas burner - modular boiler | nr | 15 | 05-11 | BLOWN GAS BURNER MODULAR BOILER | Y
HEAT SOURCE (HS) | 5.5.1 | Heat Source | 5.5.1.M.2 | Boiler - gas/oil | Boiler Unit - Forced draught gas burner condensing boiler | nr | 15 | 05-12 | FORCED DRAUGHT GAS CONDENSING BOILER | Y
HEAT SOURCE (HS) | 5.5.1 | Heat Source | 5.5.1.M.2 | Boiler - gas/oil | Boiler Unit - Forced draught (pressure jet) oil condensing boiler | nr | 15 | 05-13 | FORCED DRAUGHT [PRESSURE JET] OIL CONDENSING BOILER | Y
HEAT SOURCE (HS) | 5.5.1 | Heat Source | 5.5.1.M.2 | Boiler - gas/oil | Boiler Unit - Gas fired boiler – MTHW up to 120OC | nr | 20 | 05-14 | BOILERS MTHW UP TO 120o C | Y
HEAT SOURCE (HS) | 5.5.1 | Heat Source | 5.5.1.M.2 | Boiler - gas/oil | Boiler Unit - Gas fired boiler – LTHW up to 95OC | nr | 20 | 05-23 | BOILERS LTHW UP TO 95ºC | Y
HEAT SOURCE (HS) | 5.5.1 | Heat Source | 5.5.1.M.2 | Boiler - gas/oil | Boiler Unit - Atmospheric gas burner – small and/or wall hung | nr | 10 | 05-28 | ATMOSPHERIC GAS BURNER BOILER - SMALL AND/OR WALL HUNG FOR DOMESTIC/LIGHT COMMERCIAL INSTALLATION | Y
HEAT SOURCE (HS) | 5.5.1 | Heat Source | 5.5.1.M.2 | Boiler - gas/oil | Boiler Unit - Combination atmospheric burner gas boiler | nr | 10 | 05-29 | COMBINATION ATMOSPHERIC BURNER GAS BOILER | Y
HEAT SOURCE (HS) | 5.5.1 | Heat Source | 5.5.1.M.2 | Boiler - gas/oil | Boiler Unit - Atmospheric gas burner/ condensing combination boiler | nr | 20 | 05-30 | ATMOSPHERIC GAS BURNER/CONDENSING COMBINATION BOILER | Y
HEAT SOURCE (HS) | 5.5.1 | Heat Source | 5.5.1.M.2 | Boiler - gas/oil | Boiler Unit - Atmospheric gas burners | nr | 20 | 07-01 | ATMOSPHERIC GAS BURNERS | Y
HEAT SOURCE (HS) | 5.5.1 | Heat Source | 5.5.1.M.2 | Boiler - gas/oil | Boiler Unit - Blown gas burner | nr | 15 | 07-02 | BLOWN GAS BURNER | Y
HEAT SOURCE (HS) | 5.5.1 | Heat Source | 5.5.1.M.2 | Boiler - gas/oil | Boiler Unit - Forced draught gas burner | nr | 15 | 07-03 | FORCED DRAUGHT GAS BURNER | Y
HEAT SOURCE (HS) | 5.5.1 | Heat Source | 5.5.1.M.2 | Boiler - gas/oil | Boiler Unit - Forced draught (pressure jet) oil burner | nr | 15 | 07-05 | FORCED DRAUGHT [PRESSURE JET] OIL BURNER | Y
HEAT SOURCE (HS) | 5.5.1 | Heat Source | 5.5.1.M.2 | Boiler - gas/oil | Boiler Unit - Light oil vaporising pot burner | nr | 15 | 07-06 | LIGHT OIL VAPORISING POT BURNER | Y
HEAT SOURCE (HS) | 5.5.1 | Heat Source | 5.5.1.M.2 | Boiler - gas/oil | Boiler Unit - Gas/ oil burners - dual fuel | nr | 15 | 07-07 | GAS/OIL BURNERS - Dual fuel | Y
HEAT SOURCE (HS) | 5.5.1 | Heat Source | 5.5.1.M.3 | Boiler – coal fired | Coal fired coal distribution equipment - Bunkers and conveyors | nr | 20 | 05-05 | COAL FIRED BOILERS Bunkers and Conveyors. | Y
HEAT SOURCE (HS) | 5.5.1 | Heat Source | 5.5.1.M.3 | Boiler – coal fired | Coal fired boilers - ash storage handling and feed mechanisms, automatic | nr | 15 | 05-06 | COAL FIRED BOILERS - Coal storage handling and feed mechanisms, automatic ash removal (where fitted) | Y
HEAT SOURCE (HS) | 5.5.1 | Heat Source | 5.5.1.M.3 | Boiler – coal fired | Coal feed mechanisms - under feed stokers | nr | 15 | 05-07 | COAL FEED MECHANISMS - Under feed stokers | Y
HEAT SOURCE (HS) | 5.5.1 | Heat Source | 5.5.1.M.3 | Boiler – coal fired | Coal feed mechanisms - chain gate stokers | nr | 15 | 05-08 | COAL FEED MECHANISMS - Chain grate stokers | Y
HEAT SOURCE (HS) | 5.5.1 | Heat Source | 5.5.1.M.3 | Boiler – coal fired | Ash handling system | nr | 15 | 05-09 | ASH HANDLING SYSTEM | Y
HEAT SOURCE (HS) | 5.5.1 | Heat Source | 5.5.1.M.3 | Boiler – coal fired | Solid fuel burners | nr | 15 | 05-08 & 05-27 | COAL FEED MECHANISMS - Chain grate stokers | Y
HEAT SOURCE (HS) | 5.5.1 | Heat Source | 5.5.1.M.3 | Boiler – coal fired | Coal fired boiler plant and ancillary items | nr | 20 | 05-06 to 05-09 | COAL FIRED BOILERS - Coal storage handling and feed mechanisms, automatic ash removal (where fitted) | Y
HEAT SOURCE (HS) | 5.5.1 | Heat Source | 5.5.1.M.4 | Boiler – electric | Boiler Unit - Electrode mthw / lthw | nr | 15 | 05-21, 05-22 | ELECTRIC BOILERS | Y
HEAT SOURCE (HS) | 5.5.1 | Heat Source | 5.5.1.M.4 | Boiler – electric | Boiler Unit - Electrode Steam / hthw | nr | 15 | 05-21, 05-22 | ELECTRIC BOILERS | Y
HEAT SOURCE (HS) | 5.5.1 | Heat Source | 5.5.1.M.5 | Packaged steam generators | Packaged Steam Generators | nr | 25 | 05-34 | PACKAGED STEAM GENERATORS | Y
HEAT SOURCE (HS) | 5.5.1 | Heat Source | 5.5.1.M.5 | Packaged steam generators | Packaged steam generator – electric | nr | 25 | 05-35 | PAKAGED STEAM GENERATORS - ELECTRIC | Y
HEAT SOURCE (HS) | 5.5.1 | Heat Source | 5.5.1.M.5 | Packaged steam generators | Boiler super heater | nr | 25 | 05-37 | BOILER SUPERHEATER | Y
HEAT SOURCE (HS) | 5.5.1 | Heat Source | 5.5.1.M.5 | Packaged steam generators | Flash steam vessel | nr | 25 | 40-12 | FLASH STEAM VESSEL | Y
HEAT SOURCE (HS) | 5.5.1 | Heat Source | 5.5.1.M.6 | Boiler - wood pellet | Boiler Unit - Wood Pellet | nr | 10 | 05-27 | WASTE AND WOOD BURNING APPLIANCES (including boilers) - BOILER (if fitted) | Y
HEAT SOURCE (HS) | 5.5.1 | Heat Source | 5.5.1.M.6 | Boiler - wood pellet | Fire and safety circuits | nr | 12 | 05-25 | WASTE AND WOOD BURNING APPLIANCES (including boilers) - Fire And Boiler Safety Circuits | Y
HEAT SOURCE (HS) | 5.5.1 | Heat Source | 5.5.1.M.6 | Boiler - wood pellet | Combustion chamber | nr | 10 | 05-26 | WASTE AND WOOD BURNING APPLIANCES (including boilers) - Combustion Chamber | Y
HEAT SOURCE (HS) | 5.5.1 | Heat Source | 5.5.1.M.7 | Central (combined) heat and power (CHP) boiler plant | CHP Plant | nr | 15 | 43-02 | POWER GENERATION--STAND-BY GENERATOR | Y
HEAT SOURCE (HS) | 5.5.1 | Heat Source | 5.5.1.M.8 | Heat pumps | Heat pumps | nr | TBD | (45-01 to 45-06) | PUMPS - General | Y
HEAT SOURCE (HS) | 5.5.1 | Heat Source | 5.5.1.M.9 | Ground source heating | Ground Source Heat Pump | nr | 20 | NCT | NON CORE TASK | Y
HEAT SOURCE (HS) | 5.5.1 | Heat Source | 5.5.1.M.10 | Pumps, valves | Pressure Reducing Valves | nr | 15 | 40-15 | PRESSURE REDUCING VALVES | Y
HEAT SOURCE (HS) | 5.5.1 | Heat Source | 5.5.1.M.10 | Pumps, valves | Pressure Release Valves | nr | 20 | 62-07 | SEAT VALVES | Y
HEAT SOURCE (HS) | 5.5.1 | Heat Source | 5.5.1.M.11 | Non-storage calorifiers | Step down/non-storage calorifiers | nr | 25 | 32-07 | HOT WATER SUPPLY CALORIFIERS | Y
HEAT SOURCE (HS) | 5.5.1 | Heat Source | 5.5.1.M.12 | Solar thermal panels | Solar Panels - Hot Water | nr | 25 | 53-01 | SOLAR HOT WATER PANELS and similar COLLECTING DEVICES | Y
HEAT SOURCE (HS) | 5.5.1 | Heat Source | 5.5.1.M.13 | Other heat sources | Other heat sources - Air source heating | nr | 15 | NCT | NCT | Y
HEAT SOURCE (HS) | 5.5.1 | Heat Source | 5.5.1.M.14 | Tanks | F&E Closed Storage Tank - Copper | nr | 45 | 56-02 | COLD WATER STORAGE TANKS and CISTERNS | Y
HEAT SOURCE (HS) | 5.5.1 | Heat Source | 5.5.1.M.14 | Tanks | F&E Closed Storage Tank - Fibreglass | nr | 25 | 56-02 | COLD WATER STORAGE TANKS and CISTERNS | Y
HEAT SOURCE (HS) | 5.5.1 | Heat Source | 5.5.1.M.14 | Tanks | F&E Closed Storage Tank - Polypropylene | nr | 25 | 56-02 | COLD WATER STORAGE TANKS and CISTERNS | Y
HEAT SOURCE (HS) | 5.5.1 | Heat Source | 5.5.1.M.14 | Tanks | F&E Closed Storage Tank - Steel | nr | 30 | 56-02 | COLD WATER STORAGE TANKS and CISTERNS | Y
HEAT SOURCE (HS) | 5.5.1 | Heat Source | 5.5.1.M.16 | Instrumentation and controls | Control Panel - Heat Pump | nr | 10 | 14-07 | UNIT CONTROLLERS AND SENSOR CONTROLLERS | Y
HEAT SOURCE (HS) | 5.5.1 | Heat Source | 5.5.1.M.16 | Instrumentation and controls | Control Panel - Heating System | nr | 10 | 05-15 | MULTIPLE BOILERS - sequence controls | Y
HEAT SOURCE (HS) | 5.5.1 | Heat Source | 5.5.1.M.16 | Instrumentation and controls | Fuel/Shut off (Thermal Link/Weight) | nr | 15 | 05-24 | BOILERS - FIRE AND SAFETY CIRCUITS | Y
HEAT SOURCE (HS) | 5.5.1 | Heat Source | 5.5.1.M.16 | Instrumentation and controls | Gas Detection | nr | 10 | 23-15,50-11, 82-01 | GAS DETECTOR SENSORS | Y
HEAT SOURCE (HS) | 5.5.1 | Heat Source | 5.5.1.M.16 | Instrumentation and controls | Time clock | nr | 10 | 14-08 | CONTROLLER TIMERS | Y
HEAT SOURCE (HS) | 5.5.1 | Heat Source | 5.5.1.M.16 | Instrumentation and controls | Emergency Shut Off button - Boiler | nr | 10 | 14-18 | EMERGENCY STOP BUTTONS | Y
HEAT SOURCE (HS) | 5.5.1 | Heat Source | 5.5.1.M.16 | Instrumentation and controls | Emergency Shut Off button - Radient Heater | nr | 10 | 14-18 | EMERGENCY STOP BUTTONS | Y
HEAT SOURCE (HS) | 5.5.1 | Heat Source | 5.5.1.M.17 | Burner | Force Draft Burner to Boiler | nr | 15 | 07-03 | FORCED DRAUGHT GAS BURNER | Y
HEAT SOURCE (HS) | 5.5.1 | Heat Source | 5.5.1.M.17 | Burner | Force Draft Burner to Radiant Heater | nr | 15 | 07-03 | FORCED DRAUGHT GAS BURNER | Y
HEAT SOURCE (HS) | 5.5.1 | Heat Source | 5.5.1.M.18 | Gantries | Gantries | nr | 30 | NCT | NCT | Y
HEAT SOURCE (HS) | 5.5.1 | Heat Source | 5.5.1.M.19 | Flue system | Flue - Domestic Through Wall | nr | 20 | 24-01 | FLUES (all combustible fuels) | Y
HEAT SOURCE (HS) | 5.5.1 | Heat Source | 5.5.1.M.19 | Flue system | Flue - Mild Steel | nr | 15 | 24-01 | FLUES (all combustible fuels) | Y
HEAT SOURCE (HS) | 5.5.1 | Heat Source | 5.5.1.M.19 | Flue system | Flue - Stainless Steel | nr | 30 | 24-01 | FLUES (all combustible fuels) | Y
SPACE HEATING & AIR CONDITIONING | 5.6.1 | Central Heating | 5.6.1.M.1 | Pipelines and fittings | Pipework - Heating System (copper) | m2 | 45 | 40-01 | PIPEWORK SYSTEMS - General | Y
SPACE HEATING & AIR CONDITIONING (SHAC) | 5.6.1 | Central Heating | 5.6.1.M.2 | Pipelines and fittings | Bellows flexible - Rubber | TBD | TBD | TBD | TO BE DECIDED | Y
SPACE HEATING & AIR CONDITIONING (SHAC) | 5.6.1 | Central Heating | 5.6.1.M.2 | Pipelines and fittings | Bellows flexible - Stee | TBD | TBD | TBD | TO BE DECIDED | Y
SPACE HEATING & AIR CONDITIONING (SHAC) | 5.6.1 | Central Heating | 5.6.1.M.2 | Pipelines and fittings | Expansion Bellows - Flue Dilution | TBD | TBD | TBD | TO BE DECIDED | Y
SPACE HEATING & AIR CONDITIONING (SHAC) | 5.6.1 | Central Heating | 5.6.1.M.2 | Pipelines and fittings | Expansion Bellows - Rubber | TBD | TBD | TBD | TO BE DECIDED | Y
SPACE HEATING & AIR CONDITIONING (SHAC) | 5.6.1 | Central Heating | 5.6.1.M.2 | Pipelines and fittings | Expansion Bellows - Steel | TBD | TBD | TBD | TO BE DECIDED | Y
SPACE HEATING & AIR CONDITIONING (SHAC) | 5.6.1 | Central Heating | 5.6.1.M.2 | Pipelines and fittings | Pipework - Heating System (Plastic) | m2 | 20 | 40-01 | PIPEWORK SYSTEMS - General | Y
SPACE HEATING & AIR CONDITIONING (SHAC) | 5.6.1 | Central Heating | 5.6.1.M.2 | Pipelines and fittings | Pipework - Heating System (steel galv) | m2 | 35 | 40-01 | PIPEWORK SYSTEMS - General | Y
SPACE HEATING & AIR CONDITIONING (SHAC) | 5.6.1 | Central Heating | 5.6.1.M.2 | Pipelines and fittings | Pipework - Heating System (steel) | m2 | 35 | 40-01 | PIPEWORK SYSTEMS - General | Y
SPACE HEATING & AIR CONDITIONING (SHAC) | 5.6.1 | Central Heating | 5.6.1.M.3 | Heat emitters | Fan Convector - Electric | m2 | 15 | 28-01 | HEAT EMITTERS | Y
SPACE HEATING & AIR CONDITIONING (SHAC) | 5.6.1 | Central Heating | 5.6.1.M.3 | Heat emitters | Fan Convector - Hot Water | m2 | 15 | 28-01 | HEAT EMITTERS | Y
SPACE HEATING & AIR CONDITIONING (SHAC) | 5.6.1 | Central Heating | 5.6.1.M.3 | Heat emitters | Natural convector | m2 | 20 | 28-01 | HEAT EMITTERS | Y
SPACE HEATING & AIR CONDITIONING (SHAC) | 5.6.1 | Central Heating | 5.6.1.M.3 | Heat emitters | Natural convectors - electric | m2 | 20 | 28-01 | HEAT EMITTERS | Y
SPACE HEATING & AIR CONDITIONING (SHAC) | 5.6.1 | Central Heating | 5.6.1.M.3 | Heat emitters | Natural convectors - water | m2 | 20 | 28-01 | HEAT EMITTERS | Y
SPACE HEATING & AIR CONDITIONING (SHAC) | 5.6.1 | Central Heating | 5.6.1.M.3 | Heat emitters | Radiator - Aluminium | m2 | 20 | 28-01 | HEAT EMITTERS | Y
SPACE HEATING & AIR CONDITIONING (SHAC) | 5.6.1 | Central Heating | 5.6.1.M.3 | Heat emitters | Radiator - Cast Iron | m2 | 25 | 28-01 | HEAT EMITTERS | Y
SPACE HEATING & AIR CONDITIONING (SHAC) | 5.6.1 | Central Heating | 5.6.1.M.3 | Heat emitters | Radiator - Steel | m2 | 20 | 28-01 | HEAT EMITTERS | Y
SPACE HEATING & AIR CONDITIONING (SHAC) | 5.6.1 | Central Heating | 5.6.1.M.3 | Heat emitters | Space Unit Heater - Steam / Hot Water | m2 | 15 | 28-01 | HEAT EMITTERS | Y
SPACE HEATING & AIR CONDITIONING (SHAC) | 5.6.1 | Central Heating | 5.6.1.M.3 | Heat emitters | Radiant strip heater systems - Steam and hot water | m2 | 20 | 28-01 or 28-03 | HEAT EMITTERS | Y
SPACE HEATING & AIR CONDITIONING (SHAC) | 5.6.1 | Central Heating | 5.6.1.M.3 | Heat emitters | Radiant strip heater systems - Electric | m2 | 10 | 28-01 | HEAT EMITTERS | Y
SPACE HEATING & AIR CONDITIONING (SHAC) | 5.6.1 | Central Heating | 5.6.1.M.4 | Under-floor heating | Under Floor Heating - Steel pipes | m2 | 25 | 63-01 | UNDERFLOOR HEATING including VEHICLE ACCESS RAMPS | Y
SPACE HEATING & AIR CONDITIONING (SHAC) | 5.6.1 | Central Heating | 5.6.1.M.4 | Under-floor heating | Under Floor Heating - Electric | m2 | 20 | 63-01 | UNDERFLOOR HEATING including VEHICLE ACCESS RAMPS | Y
SPACE HEATING & AIR CONDITIONING (SHAC) | 5.6.1 | Central Heating | 5.6.1.M.4 | Under-floor heating | Under Floor Heating - plastic pipes | m2 | 30 | 63-01 | UNDERFLOOR HEATING including VEHICLE ACCESS RAMPS | Y
SPACE HEATING & AIR CONDITIONING (SHAC) | 5.6.1 | Central Heating | 5.6.1.M.5 | Heated ceiling panels | Heated Ceiling Panel | m2 | 20 | 28-01 | HEAT EMITTERS | Y
SPACE HEATING & AIR CONDITIONING (SHAC) | 5.6.1 | Central Heating | 5.6.1.M.6 | Warm air heating | Warm air heating | m2 | 20 | 03-01 | AIR HANDLING UNITS - general | Y
SPACE HEATING & AIR CONDITIONING (SHAC) | 5.6.1 | Central Heating | 5.6.1.M.7 | Convection systems | Gas Space Unit Heater | m2 | 10 | 28-04 | GAS FIRED NATURAL AND FAN ASSISTED HEATERS - Conventional and Balanced Flue. | Y
SPACE HEATING & AIR CONDITIONING (SHAC) | 5.6.1 | Central Heating | 5.6.1.M.7 | Convection systems (CS) | Convection systems (CS) | m2 | 20 | 28-01 | HEAT EMITTERS | Y
SPACE HEATING & AIR CONDITIONING (SHAC) | 5.6.1 | Central Heating | 5.6.1.M.8 | Cable heating systems | Cable heating systems | m2 | 20 | 40-03 | PIPEWORK SYSTEMS-TRACE HEATING | Y
SPACE HEATING & AIR CONDITIONING (SHAC) | 5.6.1 | Central Heating | 5.6.1.M.9 | Plenum air heating system | Plenum air heating system | m2 | 35 | 03-01 | AIR HANDLING UNITS - general | Y
SPACE HEATING & AIR CONDITIONING (SHAC) | 5.6.1 | Central Heating | 5.6.1.M.10 | Off-peak heating system | Off-peak heating system | m2 | 10 | 28-01 | HEAT EMITTERS | Y
SPACE HEATING & AIR CONDITIONING (SHAC) | 5.6.1 | Central Heating | 5.6.1.M.11 | Heated towel rails | Heated towel rail | nr | 20 | 28-01 | HEAT EMITTERS | Y
SPACE HEATING & AIR CONDITIONING (SHAC) | 5.6.1 | Central Heating | 5.6.1.M.12 | Valves and fittings | Commissioning Valves | nr | 15 | 62-06, 90-01 | PRESSURE CONTROL VALVES | Y
SPACE HEATING & AIR CONDITIONING (SHAC) | 5.6.1 | Central Heating | 5.6.1.M.12 | Valves and fittings | Dirt Separators | nr | TBD | TBD | TO BE DECIDED | Y
SPACE HEATING & AIR CONDITIONING (SHAC) | 5.6.1 | Central Heating | 5.6.1.M.12 | Valves and fittings | Valves - Check | nr | 25 | 61-01 | VALVES | Y
SPACE HEATING & AIR CONDITIONING (SHAC) | 5.6.1 | Central Heating | 5.6.1.M.12 | Valves and fittings | Valves - gate | nr | 25 | 61-01 | VALVES | Y
SPACE HEATING & AIR CONDITIONING (SHAC) | 5.6.1 | Central Heating | 5.6.1.M.12 | Valves and fittings | Valves - Strainers | nr | 25 | 61-01 | VALVES | Y
SPACE HEATING & AIR CONDITIONING (SHAC) | 5.6.1 | Central Heating | 5.6.1.M.12 | Valves and fittings | Valves - Thermostatic Mixer | nr | 15 | 61-04 | COMBINATION TAP ASSEMBLIES, MIXING VALVES/TAPS | Y
SPACE HEATING & AIR CONDITIONING (SHAC) | 5.6.1 | Central Heating | 5.6.1.M.13 | Ductwork | Ductwork - Flexible | m2 | 15 | 16-02 | DUCTWORK SYSTEM - GENERAL | Y
SPACE HEATING & AIR CONDITIONING (SHAC) | 5.6.1 | Central Heating | 5.6.1.M.13 | Ductwork | Ductwork - Galvanised | m2 | 40 | 16-02 | DUCTWORK SYSTEM - GENERAL | Y
SPACE HEATING & AIR CONDITIONING (SHAC) | 5.6.1 | Central Heating | 5.6.1.M.13 | Ductwork | Ductwork - Plastic | m2 | 15 | 16-02 | DUCTWORK SYSTEM - GENERAL | Y
SPACE HEATING & AIR CONDITIONING (SHAC) | 5.6.1 | Central Heating | 5.6.1.M.14 | Grilles and diffusers | External louvres - Anodised Aluminium | nr | 25 | 26-02 | LOUVRES, BIRD AND INSECT SCREENS | Y
SPACE HEATING & AIR CONDITIONING (SHAC) | 5.6.1 | Central Heating | 5.6.1.M.14 | Grilles and diffusers | External louvres - Steel Painted | nr | 20 | 26-02 | LOUVRES, BIRD AND INSECT SCREENS | Y
SPACE HEATING & AIR CONDITIONING (SHAC) | 5.6.1 | Central Heating | 5.6.1.M.14 | Grilles and diffusers | Grilles and diffusers - Aluminium | nr | 25 | 26-01 | GRILLES AND DIFFUSERS | Y
SPACE HEATING & AIR CONDITIONING (SHAC) | 5.6.1 | Central Heating | 5.6.1.M.14 | Grilles and diffusers | Grilles and diffusers - Painted Metal | nr | 30 | 26-01 | GRILLES AND DIFFUSERS | Y
SPACE HEATING & AIR CONDITIONING (SHAC) | 5.6.1 | Central Heating | 5.6.1.M.14 | Grilles and diffusers | Slot Diffusers | nr | 20 | 26-01 | GRILLES AND DIFFUSERS | Y
SPACE HEATING & AIR CONDITIONING (SHAC) | 5.6.1 | Central Heating | 5.6.1.M.15 | Plate recuperator | Heat Exchanger - Air to Air | m2 | 20 | 29-03 | PLATE RECUPERATOR | Y
SPACE HEATING & AIR CONDITIONING (SHAC) | 5.6.1 | Central Heating | 5.6.1.M.15 | Plate recuperator | Plate recuperator | nr | 20 | 29-03 | PLATE RECUPERATOR | Y
SPACE HEATING & AIR CONDITIONING (SHAC) | 5.6.1 | Central Heating | 5.6.1.M.16 | Thermal wheel | Thermal Wheel | nr | 15 | 29-04 | THERMAL WHEELS - ROTARY HEAT REGENERATORS | Y
SPACE HEATING & AIR CONDITIONING (SHAC) | 5.6.1 | Central Heating | 5.6.1.M.17 | Duct heater battery - electric | Duct heater battery - electric | nr | 10 | 29-01, 29-02 | HEAT EXCHANGERS - COILS | Y
SPACE HEATING & AIR CONDITIONING (SHAC) | 5.6.1 | Central Heating | 5.6.1.M.19 | Instrumentation and controls | Instrumentation and control components | nr | 10 | 14-12 | INDICATORS AND DISPLAYS | Y
SPACE HEATING & AIR CONDITIONING (SHAC) | 5.6.1 | Central Heating | 5.6.1.M.20 | Thermal insulation | Thermal insulation | m² | 30 | 35-01 | THERMAL INSULATION | Y
SPACE HEATING & AIR CONDITIONING (SHAC) | 5.6.2 | Local Heating | 5.6.2.M.1 | Room heaters or fires | Down Flow Heater | nr | 8 | 29-02 | ELECTRIC/AIR HEATER | Y
SPACE HEATING & AIR CONDITIONING (SHAC) | 5.6.2 | Local Heating | 5.6.2.M.1 | Room heaters or fires | Gas Radiant Heater | nr | 10 | 28-03, 28-07 | GAS RADIANT TUBE HEATERS | Y
SPACE HEATING & AIR CONDITIONING (SHAC) | 5.6.2 | Local Heating | 5.6.2.M.1 | Room heaters or fires | Space Unit Heater - Electrical Storage | nr | 8 | 29-02 | ELECTRIC/AIR HEATER | Y
SPACE HEATING & AIR CONDITIONING (SHAC) | 5.6.2 | Local Heating | 5.6.2.M.1 | Room heaters or fires | Space Unit Heater - Gas / Electric | nr | 10 | 28-02 | GAS FIRED CERAMIC PLAQUE INFRA RED HEATERS | Y
SPACE HEATING & AIR CONDITIONING (SHAC) | 5.6.2 | Local Heating | 5.6.2.M.1 | Room heaters or fires | Space Unit Heater - Oil | nr | 15 | 05-46 | OIL FIRED SPACE HEATERS | Y
SPACE HEATING & AIR CONDITIONING (SHAC) | 5.6.2 | Local Heating | 5.6.2.M.1 | Room heaters or fires | Space Unit Heater- Electrical Cont Flow | nr | 8 | 29-02 | ELECTRIC/AIR HEATER | Y
SPACE HEATING & AIR CONDITIONING (SHAC) | 5.6.2 | Local Heating | 5.6.2.M.1 | Room heaters or fires | Tubular Heaters | nr | 8 | 29-02 | ELECTRIC/AIR HEATER | Y
SPACE HEATING & AIR CONDITIONING (SHAC) | 5.6.2 | Local Heating | 5.6.2.M.1 | Room heaters or fires | Gas Fire | nr | 8 | 28-05 | GAS FIRES | Y
SPACE HEATING & AIR CONDITIONING (SHAC) | 5.6.2 | Local Heating | 5.6.2.M.2 | Chimneys and flues | Flue - Domestic Through Wall | nr | 20 | 24-01 | FLUES (all combustible fuels) | Y
SPACE HEATING & AIR CONDITIONING (SHAC) | 5.6.2 | Local Heating | 5.6.2.M.2 | Chimneys and flues | Flue - Mild Steel | nr | 15 | 24-01 | FLUES (all combustible fuels) | Y
SPACE HEATING & AIR CONDITIONING (SHAC) | 5.6.2 | Local Heating | 5.6.2.M.2 | Chimneys and flues | Flue - Stainless Steel | nr | 30 | 24-01 | FLUES (all combustible fuels) | Y
SPACE HEATING & AIR CONDITIONING (SHAC) | 5.6.2 | Local Heating | 5.6.2.M.3 | Instrumentation and controls | Controller - Underfloor Heating | nr | 10 | 14-07 | UNIT CONTROLLERS AND SENSOR CONTROLLERS | Y
SPACE HEATING & AIR CONDITIONING (SHAC) | 5.6.3 | Central Cooling | 5.6.3.M.1 | Chilled beams | Chilled Beams | m2 | 20 | 59-08 | CHILLED BEAM | Y
SPACE HEATING & AIR CONDITIONING (SHAC) | 5.6.3 | Central Cooling | 5.6.3.M.1 | Chilled beams | Chilled Beams Ceiling Panel | m2 | 20 | 59-08 | CHILLED BEAM | Y
SPACE HEATING & AIR CONDITIONING (SHAC) | 5.6.3 | Central Cooling | 5.6.3.M.2 | Fan coil units | Fan Coil Units | m2 | 20 | 59-06 | TERMINAL UNITS - FAN COIL | Y
SPACE HEATING & AIR CONDITIONING (SHAC) | 5.6.3 | Central Cooling | 5.6.3.M.3 | VAV cooling system | Expansion Bellows - Flue Dilution | TBD | TBD | TBD | TO BE DECIDED | Y
SPACE HEATING & AIR CONDITIONING (SHAC) | 5.6.3 | Central Cooling | 5.6.3.M.3 | VAV cooling system | VAV terminal units (box type) - With Silencer | m2 | 15 | 59-01 | TERMINAL UNITS VAV - self powered | Y
SPACE HEATING & AIR CONDITIONING (SHAC) | 5.6.3 | Central Cooling | 5.6.3.M.3 | VAV cooling system | VAV terminal units (box type) - With Silencer and Heat Coil | m2 | 15 | 59-01 | TERMINAL UNITS VAV - self powered | Y
SPACE HEATING & AIR CONDITIONING (SHAC) | 5.6.3 | Central Cooling | 5.6.3.M.3 | VAV cooling system | VAV terminal units (box type) - Fan Assisted with Silencer | m2 | 15 | 59-01 | TERMINAL UNITS VAV - self powered | Y
SPACE HEATING & AIR CONDITIONING (SHAC) | 5.6.3 | Central Cooling | 5.6.3.M.3 | VAV cooling system | Refrigeration evaporators | m2 | 20 | 19-01 | REFRIGERATION EVAPORATORS | Y
SPACE HEATING & AIR CONDITIONING (SHAC) | 5.6.3 | Central Cooling | 5.6.3.M.3 | VAV cooling system | DX split systems – with gas, electric or hot water heaters | m2 | 20 | 54-02 | REFRIGERATION EVAPORATORS | Y
SPACE HEATING & AIR CONDITIONING (SHAC) | 5.6.3 | Central Cooling | 5.6.3.M.3 | VAV cooling system | Split systems /heat pumps - air cooled with direct expansion evaporator | m2 | 20 | 54-03 | REFRIGERATION EVAPORATORS | Y
SPACE HEATING & AIR CONDITIONING (SHAC) | 5.6.3 | Central Cooling | 5.6.3.M.3 | VAV cooling system | Evaporators – shell and tube | m2 | 20 | 19-01 | REFRIGERATION EVAPORATORS | Y
SPACE HEATING & AIR CONDITIONING (SHAC) | 5.6.3 | Central Cooling | 5.6.3.M.4 | VRV systems | Variable refrigerant volume (VRV) systems | m2 | 20 | NCT | NON CORE TASK | Y
SPACE HEATING & AIR CONDITIONING (SHAC) | 5.6.3 | Central Cooling | 5.6.3.M.5 | Chillers | Chillers - Air Cooled | nr | 15 | 05-31 | AIR TO WATER HEAT PUMP | Y
SPACE HEATING & AIR CONDITIONING (SHAC) | 5.6.3 | Central Cooling | 5.6.3.M.5 | Chillers | Chillers - Water Cooled | nr | 15 | 05-32 | WATER TO WATER HEAT PUMP | Y
SPACE HEATING & AIR CONDITIONING (SHAC) | 5.6.3 | Central Cooling | 5.6.3.M.5 | Chillers | Close Control AC Condenser | nr | 20 | 13-01 | CONDENSERS - water cooled | Y
SPACE HEATING & AIR CONDITIONING (SHAC) | 5.6.3 | Central Cooling | 5.6.3.M.5 | Chillers | Condensor Unit Evaporative | nr | 20 | 13-01 | CONDENSERS - water cooled | Y
SPACE HEATING & AIR CONDITIONING (SHAC) | 5.6.3 | Central Cooling | 5.6.3.M.5 | Chillers | Dry Cooler - Epoxy | nr | 20 | 30-03 | DRY COOLERS | Y
SPACE HEATING & AIR CONDITIONING (SHAC) | 5.6.3 | Central Cooling | 5.6.3.M.5 | Chillers | Dry Cooler - Galvanised | nr | 20 | 30-03 | DRY COOLERS | Y
SPACE HEATING & AIR CONDITIONING (SHAC) | 5.6.3 | Central Cooling | 5.6.3.M.5 | Chillers | Dry Cooler - Plastic Coated | nr | 20 | 30-03 | DRY COOLERS | Y
SPACE HEATING & AIR CONDITIONING (SHAC) | 5.6.3 | Central Cooling | 5.6.3.M.5 | Chillers | Packaged Chiller units - Air Cooled | nr | 20 | 09-02 | PACKAGED CHILLER UNITS | Y
SPACE HEATING & AIR CONDITIONING (SHAC) | 5.6.3 | Central Cooling | 5.6.3.M.5 | Chillers | Packaged Chiller units - Water Cooled | nr | 20 | 09-02 | PACKAGED CHILLER UNITS | Y
SPACE HEATING & AIR CONDITIONING (SHAC) | 5.6.3 | Central Cooling | 5.6.3.M.5 | Chillers | Packaged Chiller units - Absorption type | nr | 25 | 09-03 | LITHIUM BROMIDE/WATER ABSORPTION CHILLERS | Y
SPACE HEATING & AIR CONDITIONING (SHAC) | 5.6.3 | Central Cooling | 5.6.3.M.5 | Chillers | Gas fired absorption chillers | nr | 25 | 09-04 | GAS FIRED ABSORPTION CHILLER UP TO 18 KW COOLING CAPACITY | Y
SPACE HEATING & AIR CONDITIONING (SHAC) | 5.6.3 | Central Cooling | 5.6.3.M.5 | Chillers | Condensers - water cooled | nr | 20 | 13-01 | CONDENSERS - water cooled | Y
SPACE HEATING & AIR CONDITIONING (SHAC) | 5.6.3 | Central Cooling | 5.6.3.M.5 | Chillers | Condensers - air cooled | nr | 20 | 13-02 | CONDENSER - air cooled | Y
SPACE HEATING & AIR CONDITIONING (SHAC) | 5.6.3 | Central Cooling | 5.6.3.M.6 | Central refrigeration plant | Central refrigeration plant | nr | 20 | Add | (blank) | Y
SPACE HEATING & AIR CONDITIONING (SHAC) | 5.6.3 | Central Cooling | 5.6.3.M.7 | Cooling towers | Cooling Tower - Epoxy Treated | nr | 15 | 30-02 | COOLING TOWERS - Precautions against Legionnaires disease (legionella pneumophila) | Y
SPACE HEATING & AIR CONDITIONING (SHAC) | 5.6.3 | Central Cooling | 5.6.3.M.7 | Cooling towers | Cooling Tower - Galvanised Metal | nr | 12 | 30-02 | COOLING TOWERS - Precautions against Legionnaires disease (legionella pneumophila) | Y
SPACE HEATING & AIR CONDITIONING (SHAC) | 5.6.3 | Central Cooling | 5.6.3.M.7 | Cooling towers | Cooling Tower - Non Stainless Steel | nr | 25 | 30-02 | COOLING TOWERS - Precautions against Legionnaires disease (legionella pneumophila) | Y
SPACE HEATING & AIR CONDITIONING (SHAC) | 5.6.3 | Central Cooling | 5.6.3.M.7 | Cooling towers | Cooling Tower - Plastic Coated Metal | nr | 20 | 30-02 | COOLING TOWERS - Precautions against Legionnaires disease (legionella pneumophila) | Y
SPACE HEATING & AIR CONDITIONING (SHAC) | 5.6.3 | Central Cooling | 5.6.3.M.7 | Cooling towers | Cooling Tower - Plastic construction | nr | 20 | 30-02 | COOLING TOWERS - Precautions against Legionnaires disease (legionella pneumophila) | Y
SPACE HEATING & AIR CONDITIONING (SHAC) | 5.6.3 | Central Cooling | 5.6.3.M.7 | Cooling towers | Cooling Tower - Stainless steel | nr | 30 | 30-02 | COOLING TOWERS - Precautions against Legionnaires disease (legionella pneumophila) | Y
SPACE HEATING & AIR CONDITIONING (SHAC) | 5.6.3 | Central Cooling | 5.6.3.M.7 | Cooling towers | Free cooling adiabatic cooler system | nr | 20 | 65-12, 77-01 | ADIABATIC COOLING SYSTEMS | Y
SPACE HEATING & AIR CONDITIONING (SHAC) | 5.6.3 | Central Cooling | 5.6.3.M.8 | Pipelines and fittings | Expansion Bellows - Rubber | TBD | TBD | TBD | TO BE DECIDED | Y
SPACE HEATING & AIR CONDITIONING (SHAC) | 5.6.3 | Central Cooling | 5.6.3.M.8 | Pipelines and fittings | Expansion Bellows - Steel | TBD | TBD | TBD | TO BE DECIDED | Y
SPACE HEATING & AIR CONDITIONING (SHAC) | 5.6.3 | Central Cooling | 5.6.3.M.8 | Pipelines and fittings | Pipework - Aircon/Chilled beam (Steel Gal) | m2 | 35 | 40-01, 40-02 | PIPEWORK SYSTEMS - General | Y
SPACE HEATING & AIR CONDITIONING (SHAC) | 5.6.3 | Central Cooling | 5.6.3.M.8 | Pipelines and fittings | Pipework - Aircon/Chilled beam (Copper) | m2 | 45 | 40-01, 40-02 | PIPEWORK SYSTEMS - General | Y
SPACE HEATING & AIR CONDITIONING (SHAC) | 5.6.3 | Central Cooling | 5.6.3.M.8 | Pipelines and fittings | Pipework - Aircon/Chilled beam (Plastic) | m2 | 20 | 40-01, 40-02 | PIPEWORK SYSTEMS - General | Y
SPACE HEATING & AIR CONDITIONING (SHAC) | 5.6.3 | Central Cooling | 5.6.3.M.8 | Pipelines and fittings | Pipework - Aircon/Chilled beam (Steel) | m2 | 35 | 40-01, 40-02 | PIPEWORK SYSTEMS - General | Y
SPACE HEATING & AIR CONDITIONING (SHAC) | 5.6.3 | Central Cooling | 5.6.3.M.8 | Pipelines and fittings | Pipework - Aircon/Fan coil (Copper) | m2 | 45 | 40-01, 40-02 | PIPEWORK SYSTEMS - General | Y
SPACE HEATING & AIR CONDITIONING (SHAC) | 5.6.3 | Central Cooling | 5.6.3.M.8 | Pipelines and fittings | Pipework - Aircon/Fan coil (Plastic) | m2 | 20 | 40-01, 40-02 | PIPEWORK SYSTEMS - General | Y
SPACE HEATING & AIR CONDITIONING (SHAC) | 5.6.3 | Central Cooling | 5.6.3.M.8 | Pipelines and fittings | Pipework - Aircon/Fan coil (Steel Gal) | m2 | 35 | 40-01, 40-02 | PIPEWORK SYSTEMS - General | Y
SPACE HEATING & AIR CONDITIONING (SHAC) | 5.6.3 | Central Cooling | 5.6.3.M.8 | Pipelines and fittings | Pipework - Aircon/Fan coil (Steel) | m2 | 35 | 40-01, 40-02 | PIPEWORK SYSTEMS - General | Y
SPACE HEATING & AIR CONDITIONING (SHAC) | 5.6.3 | Central Cooling | 5.6.3.M.8 | Pipelines and fittings | Pipework - Refrigeration Plant (Steel Gal) | m2 | 30 | 40-01 | PIPEWORK SYSTEMS - General | Y
SPACE HEATING & AIR CONDITIONING (SHAC) | 5.6.3 | Central Cooling | 5.6.3.M.8 | Pipelines and fittings | Pipework - Refrigeration Plant (Copper) | m2 | 30 | 40-01 | PIPEWORK SYSTEMS - General | Y
SPACE HEATING & AIR CONDITIONING (SHAC) | 5.6.3 | Central Cooling | 5.6.3.M.8 | Pipelines and fittings | Pipework - Refrigeration Plant (Plastic) | m2 | 30 | 40-01 | PIPEWORK SYSTEMS - General | Y
SPACE HEATING & AIR CONDITIONING (SHAC) | 5.6.3 | Central Cooling | 5.6.3.M.8 | Pipelines and fittings | Pipework - Refrigeration Plant (Steel) | m2 | 30 | 40-01 | PIPEWORK SYSTEMS - General | Y
SPACE HEATING & AIR CONDITIONING (SHAC) | 5.6.3 | Central Cooling | 5.6.3.M.8 | Pipelines and fittings | Plant Room Pipework | m2 | 35 | 40-01, 40-02 | PIPEWORK SYSTEMS - General | Y
SPACE HEATING & AIR CONDITIONING (SHAC) | 5.6.3 | Central Cooling | 5.6.3.M.9 | Cold and treated water feeds | Cold and treated water feeds | m2 | 20 | 40-01 | PIPEWORK SYSTEMS - General | Y
SPACE HEATING & AIR CONDITIONING (SHAC) | 5.6.3 | Central Cooling | 5.6.3.M.10 | Valves | Valves - Check | nr | 25 | 61-01 | VALVES | Y
SPACE HEATING & AIR CONDITIONING (SHAC) | 5.6.3 | Central Cooling | 5.6.3.M.10 | Valves | Valves - gate | nr | 25 | 61-01 | VALVES | Y
SPACE HEATING & AIR CONDITIONING (SHAC) | 5.6.3 | Central Cooling | 5.6.3.M.10 | Valves | Valves - Strainers | nr | 25 | 61-01 | VALVES | Y
SPACE HEATING & AIR CONDITIONING (SHAC) | 5.6.3 | Central Cooling | 5.6.3.M.10 | Valves | Valves - Thermostatic Mixer | nr | 15 | 61-04 | COMBINATION TAP ASSEMBLIES, MIXING VALVES/TAPS | Y
SPACE HEATING & AIR CONDITIONING (SHAC) | 5.6.3 | Central Cooling | 5.6.3.M.11 | Pumps | Pumps - Floor mounted | nr | 20 | 45-02 | CIRCULATING PUMPS-general | Y
SPACE HEATING & AIR CONDITIONING (SHAC) | 5.6.3 | Central Cooling | 5.6.3.M.11 | Pumps | Pumps - Floor mounted Twin Head | nr | 20 | 45-02 | CIRCULATING PUMPS-general | Y
SPACE HEATING & AIR CONDITIONING (SHAC) | 5.6.3 | Central Cooling | 5.6.3.M.11 | Pumps | Pumps - Accelerator pipe mounted | nr | 10 | 45-02 | CIRCULATING PUMPS-general | Y
SPACE HEATING & AIR CONDITIONING (SHAC) | 5.6.3 | Central Cooling | 5.6.3.M.11 | Pumps | Pumps - Domestic | nr | 10 | 45-11 | DOMESTIC HOT WATER ACCELERATORS | Y
SPACE HEATING & AIR CONDITIONING (SHAC) | 5.6.3 | Central Cooling | 5.6.3.M.11 | Pumps | Pumps - HWS circulator | nr | 20 | 45-02 | CIRCULATING PUMPS-general | Y
SPACE HEATING & AIR CONDITIONING (SHAC) | 5.6.3 | Central Cooling | 5.6.3.M.11 | Pumps | Heat pump - Air to water (Rev. cycle chillers, e.g. Air source heat pump) | nr | 15 | 05-31 | AIR TO WATER HEAT PUMP | Y
SPACE HEATING & AIR CONDITIONING (SHAC) | 5.6.3 | Central Cooling | 5.6.3.M.11 | Pumps | Heat pump - Water to water (Rev cycle chillers e.g. water source heat pump) | nr | 15 | 05-32 | WATER TO WATER HEAT PUMP | Y
SPACE HEATING & AIR CONDITIONING (SHAC) | 5.6.3 | Central Cooling | 5.6.3.M.11 | Pumps | Pump - Brine to water (Rev. cycle chillers e.g. brine source heat pump) | nr | 15 | 05-33 | BRINE TO WATER HEAT PUMP | Y
SPACE HEATING & AIR CONDITIONING (SHAC) | 5.6.3 | Central Cooling | 5.6.3.M.12 | Distribution ductwork and fittings | Ductwork - Flexible | m2 | 15 | 16-02 | DUCTWORK SYSTEM - GENERAL | Y
SPACE HEATING & AIR CONDITIONING (SHAC) | 5.6.3 | Central Cooling | 5.6.3.M.12 | Distribution ductwork and fittings | Ductwork - Galvanised | m2 | 40 | 16-02 | DUCTWORK SYSTEM - GENERAL | Y
SPACE HEATING & AIR CONDITIONING (SHAC) | 5.6.3 | Central Cooling | 5.6.3.M.12 | Distribution ductwork and fittings | Ductwork - Plastic | m2 | 15 | 16-02 | DUCTWORK SYSTEM - GENERAL | Y
SPACE HEATING & AIR CONDITIONING (SHAC) | 5.6.3 | Central Cooling | 5.6.3.M.13 | Grilles, and diffusers | External louvres - Aluminium | nr | 25 | 26-02 | LOUVRES, BIRD AND INSECT SCREENS | Y
SPACE HEATING & AIR CONDITIONING (SHAC) | 5.6.3 | Central Cooling | 5.6.3.M.13 | Grilles, and diffusers | External louvres - Steel Painted | nr | 20 | 26-02 | LOUVRES, BIRD AND INSECT SCREENS | Y
SPACE HEATING & AIR CONDITIONING (SHAC) | 5.6.3 | Central Cooling | 5.6.3.M.13 | Grilles, and diffusers | Grilles and diffusers - Aluminium | nr | 15 | 16-02 | DUCTWORK SYSTEM - GENERAL | Y
SPACE HEATING & AIR CONDITIONING (SHAC) | 5.6.3 | Central Cooling | 5.6.3.M.13 | Grilles, and diffusers | Grilles and diffusers - Painted Metal | nr | 30 | 26-01 | GRILLES AND DIFFUSERS | Y
SPACE HEATING & AIR CONDITIONING (SHAC) | 5.6.3 | Central Cooling | 5.6.3.M.13 | Grilles, and diffusers | Slot Diffusers | nr | 20 | 26-01 | GRILLES AND DIFFUSERS | Y
SPACE HEATING & AIR CONDITIONING (SHAC) | 5.6.3 | Central Cooling | 5.6.3.M.14 | Air handling units | Air Handling Unit - DX - external | nr | 15 | 03-01 | AIR HANDLING UNITS - general | Y
SPACE HEATING & AIR CONDITIONING (SHAC) | 5.6.3 | Central Cooling | 5.6.3.M.14 | Air handling units | Air Handling Unit - DX - internal | nr | 20 | 03-01 | AIR HANDLING UNITS - general | Y
SPACE HEATING & AIR CONDITIONING (SHAC) | 5.6.3 | Central Cooling | 5.6.3.M.14 | Air handling units | Air Handling Unit - externally located | nr | 15 | 03-01 | AIR HANDLING UNITS - general | Y
SPACE HEATING & AIR CONDITIONING (SHAC) | 5.6.3 | Central Cooling | 5.6.3.M.14 | Air handling units | Air Handling Unit - internally located | nr | 20 | 03-01 | AIR HANDLING UNITS - general | Y
SPACE HEATING & AIR CONDITIONING (SHAC) | 5.6.3 | Central Cooling | 5.6.3.M.14 | Air handling units | Belt drives | nr | NLC | 04-01 | BELT DRIVES | Y
SPACE HEATING & AIR CONDITIONING (SHAC) | 5.6.3 | Central Cooling | 5.6.3.M.15 | Emission units | Emission units | nr | 15 | 20-03,29-02 | FANS -CENTRIFUGAL | Y
SPACE HEATING & AIR CONDITIONING (SHAC) | 5.6.3 | Central Cooling | 5.6.3.M.16 | Instrumentation and controls | Control Panel - Cooling Plant | nr | 10 | 14-11 | MULTI-INPUT CONTROLLERS | Y
SPACE HEATING & AIR CONDITIONING (SHAC) | 5.6.3 | Central Cooling | 5.6.3.M.17 | Thermal insulation | Thermal insulation | m2 | 30 | 35-01 | THERMAL INSULATION | Y
SPACE HEATING & AIR CONDITIONING (SHAC) | 5.6.3 | Central Cooling | 5.6.3.M.18 | Sundry items | Expansion Bellows - Flue Dilution | TBD | TBD | TBD | TO BE DECIDED | Y
SPACE HEATING & AIR CONDITIONING (SHAC) | 5.6.4 | Local Cooling | 5.6.4.M.1 | Local cooling units | Dry Cooler - Epoxy | nr | 25 | 30-03 | DRY COOLERS | Y
SPACE HEATING & AIR CONDITIONING (SHAC) | 5.6.4 | Local Cooling | 5.6.4.M.1 | Local cooling units | Dry Cooler - Galvanised | nr | 25 | 30-03 | DRY COOLERS | Y
SPACE HEATING & AIR CONDITIONING (SHAC) | 5.6.4 | Local Cooling | 5.6.4.M.1 | Local cooling units | Dry Cooler - Plastic Coated | nr | 25 | 30-03 | DRY COOLERS | Y
SPACE HEATING & AIR CONDITIONING (SHAC) | 5.6.4 | Local Cooling | 5.6.4.M.1 | Local cooling units | High Density CO2 Air Conditioning | nr | 25 | 59-06 | TERMINAL UNITS - FAN COIL | Y
SPACE HEATING & AIR CONDITIONING (SHAC) | 5.6.4 | Local Cooling | 5.6.4.M.2 | Pipelines and fittings | Pipework - Cooling System (copper) | m2 | 45 | 40-01, 40-02 | PIPEWORK SYSTEMS - General | Y
SPACE HEATING & AIR CONDITIONING (SHAC) | 5.6.4 | Local Cooling | 5.6.4.M.2 | Pipelines and fittings | Pipework - Cooling System closed (steel galv) | m2 | 35 | 40-01, 40-02 | PIPEWORK SYSTEMS - General | Y
SPACE HEATING & AIR CONDITIONING (SHAC) | 5.6.4 | Local Cooling | 5.6.4.M.2 | Pipelines and fittings | Pipework - Cooling System open (steel galv) | m2 | 25 | 40-01, 40-02 | PIPEWORK SYSTEMS - General | Y
SPACE HEATING & AIR CONDITIONING (SHAC) | 5.6.4 | Local Cooling | 5.6.4.M.2 | Pipelines and fittings | Pipework - Cooling System (Plastic) | m2 | 20 | 40-01, 40-02 | PIPEWORK SYSTEMS - General | Y
SPACE HEATING & AIR CONDITIONING (SHAC) | 5.6.4 | Local Cooling | 5.6.4.M.3 | Valves | Valves - Check | nr | 25 | 61-01 | VALVES | Y
SPACE HEATING & AIR CONDITIONING (SHAC) | 5.6.4 | Local Cooling | 5.6.4.M.3 | Valves | Valves - gate | nr | 25 | 61-01 | VALVES | Y
SPACE HEATING & AIR CONDITIONING (SHAC) | 5.6.4 | Local Cooling | 5.6.4.M.3 | Valves | Valves - Strainers | nr | 25 | 61-01 | VALVES | Y
SPACE HEATING & AIR CONDITIONING (SHAC) | 5.6.4 | Local Cooling | 5.6.4.M.3 | Valves | Valves - Thermostatic Mixer | nr | 15 | 61-04 | COMBINATION TAP ASSEMBLIES, MIXING VALVES/TAPS | Y
SPACE HEATING & AIR CONDITIONING (SHAC) | 5.6.4 | Local Cooling | 5.6.4.M.4 | Ductwork and fittings | Ductwork - Flexible | nr | 15 | 16-02 | DUCTWORK SYSTEM - GENERAL | Y
SPACE HEATING & AIR CONDITIONING (SHAC) | 5.6.4 | Local Cooling | 5.6.4.M.4 | Ductwork and fittings | Ductwork - Galvanised | nr | 15 | 16-02 | DUCTWORK SYSTEM - GENERAL | Y
SPACE HEATING & AIR CONDITIONING (SHAC) | 5.6.4 | Local Cooling | 5.6.4.M.4 | Ductwork and fittings | Ductwork - Plastic | nr | 40 | 16-02 | DUCTWORK SYSTEM - GENERAL | Y
SPACE HEATING & AIR CONDITIONING (SHAC) | 5.6.4 | Local Cooling | 5.6.4.M.5 | Grilles, diffusers fans | Grilles and diffusers - Aluminium | nr | 15 | 26-01 | GRILLES AND DIFFUSERS | Y
SPACE HEATING & AIR CONDITIONING (SHAC) | 5.6.4 | Local Cooling | 5.6.4.M.5 | Grilles, diffusers fans | Grilles and diffusers - Painted Metal | nr | 15 | 26-01 | GRILLES AND DIFFUSERS | Y
SPACE HEATING & AIR CONDITIONING (SHAC) | 5.6.4 | Local Cooling | 5.6.4.M.5 | Grilles, diffusers fans | Slot Diffusers | nr | 20 | 26-01 | GRILLES AND DIFFUSERS | Y
SPACE HEATING & AIR CONDITIONING (SHAC) | 5.6.4 | Local Cooling | 5.6.4.M.6 | Instrumentation and controls | Controller - Air Conditioning | nr | 10 | 14-07 | UNIT CONTROLLERS AND SENSOR CONTROLLERS | Y
SPACE HEATING & AIR CONDITIONING (SHAC) | 5.6.5 | Central heating and cooling | 5.6.5.M.1 | Fan coil units1 | Fan coil units1 | m2 | 20 | 59-06 | TERMINAL UNITS - FAN COIL | Y
SPACE HEATING & AIR CONDITIONING (SHAC) | 5.6.5 | Central heating and cooling | 5.6.5.M.2 | VAV systems | VAV Boxes - Fan Assisted with Silencer | m2 | 15 | 59-01 | TERMINAL UNITS VAV - self powered | Y
SPACE HEATING & AIR CONDITIONING (SHAC) | 5.6.5 | Central heating and cooling | 5.6.5.M.2 | VAV systems | VAV Boxes - With Silencer | m2 | 15 | 59-01 | TERMINAL UNITS VAV - self powered | Y
SPACE HEATING & AIR CONDITIONING (SHAC) | 5.6.5 | Central heating and cooling | 5.6.5.M.2 | VAV systems | VAV Boxes - With Silencer and Heat Coil | m2 | 15 | 59-01 | TERMINAL UNITS VAV - self powered | Y
SPACE HEATING & AIR CONDITIONING (SHAC) | 5.6.5 | Central heating and cooling | 5.6.5.M.3 | Reverse cycle heat pump systems | Reverse cycle heat pump systems | m2 | TBD | TBD | TBD | Y
SPACE HEATING & AIR CONDITIONING (SHAC) | 5.6.5 | Central heating and cooling | 5.6.5.M.4 | Chillers | Absorption chillers | nr | 25 | 09-03, 09-04 | LITHIUM BROMIDE/WATER ABSORPTION CHILLERS | Y
SPACE HEATING & AIR CONDITIONING (SHAC) | 5.6.5 | Central heating and cooling | 5.6.5.M.4 | Chillers | Vapour compression chillers | nr | 20 | 12-01, 12-02, 12-03 | COMPRESSORS REFRIGERATION - Reciprocal - (includes hermetic, semi-hermetic and open) | Y
SPACE HEATING & AIR CONDITIONING (SHAC) | 5.6.5 | Central heating and cooling | 5.6.5.M.4 | Chillers | Solar thermal absorption chillers | nr | 25 | 32-17 | TBD | Y
SPACE HEATING & AIR CONDITIONING (SHAC) | 5.6.5 | Central heating and cooling | 5.6.5.M.5 | Pipelines and fittings | Expansion Bellows - Flue Dilution | TBD | TBD | TBD | TO BE DECIDED | Y
SPACE HEATING & AIR CONDITIONING (SHAC) | 5.6.5 | Central heating and cooling | 5.6.5.M.5 | Pipelines and fittings | Expansion Bellows - Rubber | TBD | TBD | TBD | TO BE DECIDED | Y
SPACE HEATING & AIR CONDITIONING (SHAC) | 5.6.5 | Central heating and cooling | 5.6.5.M.5 | Pipelines and fittings | Expansion Bellows - Steel | TBD | TBD | TBD | TO BE DECIDED | Y
SPACE HEATING & AIR CONDITIONING (SHAC) | 5.6.5 | Central heating and cooling | 5.6.5.M.5 | Pipelines and fittings | Pipework - Central heating and cooling System (copper) | m2 | 45 | 40-01, 40-02 | PIPEWORK SYSTEMS - General | Y
SPACE HEATING & AIR CONDITIONING (SHAC) | 5.6.5 | Central heating and cooling | 5.6.5.M.5 | Pipelines and fittings | Pipework - Central heating and cooling System closed (steel galv) | m2 | 35 | 40-01, 40-02 | PIPEWORK SYSTEMS - General | Y
SPACE HEATING & AIR CONDITIONING (SHAC) | 5.6.5 | Central heating and cooling | 5.6.5.M.5 | Pipelines and fittings | Pipework - Central heating and cooling System open (steel galv) | m2 | 25 | 40-01, 40-02 | PIPEWORK SYSTEMS - General | Y
SPACE HEATING & AIR CONDITIONING (SHAC) | 5.6.5 | Central heating and cooling | 5.6.5.M.5 | Pipelines and fittings | Pipework - Central heating and cooling System (Plastic) | m2 | 20 | 40-01, 40-02 | PIPEWORK SYSTEMS - General | Y
SPACE HEATING & AIR CONDITIONING (SHAC) | 5.6.5 | Central heating and cooling | 5.6.5.M.6 | Valves | Valves - Check | nr | 25 | 61-01 | VALVES | Y
SPACE HEATING & AIR CONDITIONING (SHAC) | 5.6.5 | Central heating and cooling | 5.6.5.M.6 | Valves | Valves - gate | nr | 25 | 61-01 | VALVES | Y
SPACE HEATING & AIR CONDITIONING (SHAC) | 5.6.5 | Central heating and cooling | 5.6.5.M.6 | Valves | Valves - Strainers | nr | 25 | 61-01 | VALVES | Y
SPACE HEATING & AIR CONDITIONING (SHAC) | 5.6.5 | Central heating and cooling | 5.6.5.M.6 | Valves | Valves - Thermostatic Mixer | nr | 15 | 61-04 | COMBINATION TAP ASSEMBLIES, MIXING VALVES/TAPS | Y
SPACE HEATING & AIR CONDITIONING (SHAC) | 5.6.5 | Central heating and cooling | 5.6.5.M.7 | Pumps | Pumps - Floor mounted | nr | 20 | 45-02 | CIRCULATING PUMPS-general | Y
SPACE HEATING & AIR CONDITIONING (SHAC) | 5.6.5 | Central heating and cooling | 5.6.5.M.7 | Pumps | Pumps - Floor mounted Twin Head | nr | 20 | 45-02 | CIRCULATING PUMPS-general | Y
SPACE HEATING & AIR CONDITIONING (SHAC) | 5.6.5 | Central heating and cooling | 5.6.5.M.7 | Pumps | Pumps - Accelerator pipe mounted | nr | 10 | 45-02 | CIRCULATING PUMPS-general | Y
SPACE HEATING & AIR CONDITIONING (SHAC) | 5.6.5 | Central heating and cooling | 5.6.5.M.7 | Pumps | Pumps - Domestic | nr | 10 | 45-11 | DOMESTIC HOT WATER ACCELERATORS | Y
SPACE HEATING & AIR CONDITIONING (SHAC) | 5.6.5 | Central heating and cooling | 5.6.5.M.7 | Pumps | Pumps - HWS circulator | nr | 20 | 45-02 | CIRCULATING PUMPS-general | Y
SPACE HEATING & AIR CONDITIONING (SHAC) | 5.6.5 | Central heating and cooling | 5.6.5.M.8 | Distribution ductwork and fittings | Ductwork - Flexible | m2 | 15 | 16-02 | DUCTWORK SYSTEM - GENERAL | Y
SPACE HEATING & AIR CONDITIONING (SHAC) | 5.6.5 | Central heating and cooling | 5.6.5.M.8 | Distribution ductwork and fittings | Ductwork - Galvanised | m2 | 40 | 16-02 | DUCTWORK SYSTEM - GENERAL | Y
SPACE HEATING & AIR CONDITIONING (SHAC) | 5.6.5 | Central heating and cooling | 5.6.5.M.8 | Distribution ductwork and fittings | Ductwork - Plastic | m2 | 15 | 16-02 | DUCTWORK SYSTEM - GENERAL | Y
SPACE HEATING & AIR CONDITIONING (SHAC) | 5.6.5 | Central heating and cooling | 5.6.5.M.9 | Grilles, diffusers, fans, filters | Grilles and diffusers - Aluminium | nr | 15 | 26-01 | GRILLES AND DIFFUSERS | Y
SPACE HEATING & AIR CONDITIONING (SHAC) | 5.6.5 | Central heating and cooling | 5.6.5.M.9 | Grilles, diffusers, fans, filters | Grilles and diffusers - Painted Metal | nr | 30 | 26-01 | GRILLES AND DIFFUSERS | Y
SPACE HEATING & AIR CONDITIONING (SHAC) | 5.6.5 | Central heating and cooling | 5.6.5.M.9 | Grilles, diffusers, fans, filters | Slot Diffusers | nr | 20 | 26-01 | GRILLES AND DIFFUSERS | Y
SPACE HEATING & AIR CONDITIONING (SHAC) | 5.6.5 | Central heating and cooling | 5.6.5.M.10 | Air handling units | Air Handling Unit - DX - external | nr | 15 | 03-01 | AIR HANDLING UNITS - general | Y
SPACE HEATING & AIR CONDITIONING (SHAC) | 5.6.5 | Central heating and cooling | 5.6.5.M.10 | Air handling units | Air Handling Unit - DX - internal | nr | 20 | 03-01 | AIR HANDLING UNITS - general | Y
SPACE HEATING & AIR CONDITIONING (SHAC) | 5.6.5 | Central heating and cooling | 5.6.5.M.10 | Air handling units | Air Handling Unit - externally located | nr | 15 | 03-01 | AIR HANDLING UNITS - general | Y
SPACE HEATING & AIR CONDITIONING (SHAC) | 5.6.5 | Central heating and cooling | 5.6.5.M.10 | Air handling units | Air Handling Unit - internally located | nr | 20 | 03-01 | AIR HANDLING UNITS - general | Y
SPACE HEATING & AIR CONDITIONING (SHAC) | 5.6.5 | Central heating and cooling | 5.6.5.M.11 | Fan coil units2 | Fan Coil Units | nr | 25 | 59-06 | TERMINAL UNITS - FAN COIL | Y
SPACE HEATING & AIR CONDITIONING (SHAC) | 5.6.5 | Central heating and cooling | 5.6.5.M.13 | Instrumentation and controls | Control Panel | nr | 10 | 14-11 | MULTI-INPUT CONTROLLERS | Y
SPACE HEATING & AIR CONDITIONING (SHAC) | 5.6.5 | Central heating and cooling | 5.6.5.M.14 | Thermal insulation | Thermal insulation | m2 | 30 | 35-01 | THERMAL INSULATION | Y
SPACE HEATING & AIR CONDITIONING (SHAC) | 5.6.6 | Local heating and cooling | 5.6.6.M.1 | Local heating and cooling | Split Comfort Cooling - Indoor Unit | nr | 15 | 54-02 | DX SPLIT SYSTEMS - with gas, electric or hot water heaters | Y
SPACE HEATING & AIR CONDITIONING (SHAC) | 5.6.6 | Local heating and cooling | 5.6.6.M.2 | Pipelines and fittings | Pipework - Local heating and cooling System (copper) | m2 | 45 | 40-01, 40-02 | PIPEWORK SYSTEMS - General | Y
SPACE HEATING & AIR CONDITIONING (SHAC) | 5.6.6 | Local heating and cooling | 5.6.6.M.2 | Pipelines and fittings | Pipework - Local heating and cooling System closed (steel galv) | m2 | 35 | 40-01, 40-02 | PIPEWORK SYSTEMS - General | Y
SPACE HEATING & AIR CONDITIONING (SHAC) | 5.6.6 | Local heating and cooling | 5.6.6.M.2 | Pipelines and fittings | Pipework - Local heating and cooling System open (steel galv) | m2 | 25 | 40-01, 40-02 | PIPEWORK SYSTEMS - General | Y
SPACE HEATING & AIR CONDITIONING (SHAC) | 5.6.6 | Local heating and cooling | 5.6.6.M.2 | Pipelines and fittings | Pipework - Local heating and cooling System (Plastic) | m2 | 20 | 40-01, 40-02 | PIPEWORK SYSTEMS - General | Y
SPACE HEATING & AIR CONDITIONING (SHAC) | 5.6.6 | Local heating and cooling | 5.6.6.M.3 | Valves | Valves - Check | nr | 25 | 61-01 | VALVES | Y
SPACE HEATING & AIR CONDITIONING (SHAC) | 5.6.6 | Local heating and cooling | 5.6.6.M.3 | Valves | Valves - gate | nr | 25 | 61-01 | VALVES | Y
SPACE HEATING & AIR CONDITIONING (SHAC) | 5.6.6 | Local heating and cooling | 5.6.6.M.3 | Valves | Valves - Strainers | nr | 25 | 61-01 | VALVES | Y
SPACE HEATING & AIR CONDITIONING (SHAC) | 5.6.6 | Local heating and cooling | 5.6.6.M.3 | Valves | Valves - Thermostatic Mixer | nr | 15 | 61-04 | COMBINATION TAP ASSEMBLIES, MIXING VALVES/TAPS | Y
SPACE HEATING & AIR CONDITIONING (SHAC) | 5.6.6 | Local heating and cooling | 5.6.6.M.4 | Pumps | Pumps - Floor mounted Twin Head | nr | 20 | 45-02 | CIRCULATING PUMPS-general | Y
SPACE HEATING & AIR CONDITIONING (SHAC) | 5.6.6 | Local heating and cooling | 5.6.6.M.4 | Pumps | Pumps - Accelerator pipe mounted | nr | 10 | 45-02 | CIRCULATING PUMPS-general | Y
SPACE HEATING & AIR CONDITIONING (SHAC) | 5.6.6 | Local heating and cooling | 5.6.6.M.4 | Pumps | Pumps - HWS circulator | nr | 20 | 45-02 | CIRCULATING PUMPS-general | Y
SPACE HEATING & AIR CONDITIONING (SHAC) | 5.6.6 | Local heating and cooling | 5.6.6.M.5 | Ductwork, fittings and ancillaries | Ductwork - Flexible | m2 | 15 | 16-02 | DUCTWORK SYSTEM - GENERAL | Y
SPACE HEATING & AIR CONDITIONING (SHAC) | 5.6.6 | Local heating and cooling | 5.6.6.M.5 | Ductwork, fittings and ancillaries | Ductwork - Galvanised | m2 | 40 | 16-02 | DUCTWORK SYSTEM - GENERAL | Y
SPACE HEATING & AIR CONDITIONING (SHAC) | 5.6.6 | Local heating and cooling | 5.6.6.M.5 | Ductwork, fittings and ancillaries | Ductwork - Plastic | m2 | 15 | 16-02 | DUCTWORK SYSTEM - GENERAL | Y
SPACE HEATING & AIR CONDITIONING (SHAC) | 5.6.6 | Local heating and cooling | 5.6.6.M.6 | Grilles, diffusers, fans, filters | Grilles and diffusers - Aluminium | nr | 15 | 26-01 | GRILLES AND DIFFUSERS | Y
SPACE HEATING & AIR CONDITIONING (SHAC) | 5.6.6 | Local heating and cooling | 5.6.6.M.6 | Grilles, diffusers, fans, filters | Grilles and diffusers - Painted Metal | nr | 30 | 26-01 | GRILLES AND DIFFUSERS | Y
SPACE HEATING & AIR CONDITIONING (SHAC) | 5.6.6 | Local heating and cooling | 5.6.6.M.6 | Grilles, diffusers, fans, filters | Slot Diffusers | nr | 20 | 26-01 | GRILLES AND DIFFUSERS | Y
SPACE HEATING & AIR CONDITIONING (SHAC) | 5.6.6 | Local heating and cooling | 5.6.6.M.8 | Instrumentation and controls | Control Panel | nr | 10 | 14-11 | MULTI-INPUT CONTROLLERS | Y
SPACE HEATING & AIR CONDITIONING (SHAC) | 5.6.6 | Local heating and cooling | 5.6.6.M.9 | Thermal insulation | Thermal insulation | m2 | 30 | 35-01 | THERMAL INSULATION | Y
SPACE HEATING & AIR CONDITIONING (SHAC) | 5.6.7 | Central air conditioning | 5.6.7.M.2 | Air conditioning systems | VAV Boxes - Fan Assisted with Silencer | m2 | 15 | 59-01 | TERMINAL UNITS VAV - self powered | Y
SPACE HEATING & AIR CONDITIONING (SHAC) | 5.6.7 | Central air conditioning | 5.6.7.M.2 | Air conditioning systems (ACS) | VAV Boxes - With Silencer | m2 | 15 | 59-01 | TERMINAL UNITS VAV - self powered | Y
SPACE HEATING & AIR CONDITIONING (SHAC) | 5.6.7 | Central air conditioning | 5.6.7.M.2 | Air conditioning systems (ACS) | VAV Boxes - With Silencer and Heat Coil | m2 | 15 | 59-01 | TERMINAL UNITS VAV - self powered | Y
SPACE HEATING & AIR CONDITIONING (SHAC) | 5.6.7 | Central air conditioning | 5.6.7.M.2 | Air conditioning systems (ACS) | Dual-duct air induction conditioning systems | m2 | 40 | 03-01, 16-02 | AIR HANDLING UNITS - general | Y
SPACE HEATING & AIR CONDITIONING (SHAC) | 5.6.7 | Central air conditioning | 5.6.7.M.2 | Air conditioning systems (ACS) | Multi-zone conditioning systems | m2 | 40 | 03-01 | AIR HANDLING UNITS - general | Y
SPACE HEATING & AIR CONDITIONING (SHAC) | 5.6.7 | Central air conditioning | 5.6.7.M.2 | Air conditioning systems (ACS) | Induction air conditioning systems | nr | 40 | TBD | TBD | Y
SPACE HEATING & AIR CONDITIONING (SHAC) | 5.6.7 | Central air conditioning | 5.6.7.M.2 | Air conditioning systems (ACS) | Hybrid air conditioning systems | nr | 40 | TBD | TBD | Y
SPACE HEATING & AIR CONDITIONING (SHAC) | 5.6.7 | Central air conditioning | 5.6.7.M.2 | TBD | Coils - Galvanised for Heating | m2 | 12 | 03-01 | AIR HANDLING UNITS - general | Y
SPACE HEATING & AIR CONDITIONING (SHAC) | 5.6.7 | Central air conditioning | 5.6.7.M.2 | TBD | Coils - In Duct Unit | m2 | 10 | 16-02 | DUCTWORK SYSTEM - GENERAL | Y
SPACE HEATING & AIR CONDITIONING (SHAC) | 5.6.7 | Central air conditioning | 5.6.7.M.2 | TBD | Dehumidifier | nr | 15 | Add Task | ADD TASK | Y
SPACE HEATING & AIR CONDITIONING (SHAC) | 5.6.7 | Central air conditioning | 5.6.7.M.2 | TBD | Fins - Aluminium for Cooling | m2 | 15 | 03-01 | AIR HANDLING UNITS - general | Y
SPACE HEATING & AIR CONDITIONING (SHAC) | 5.6.7 | Central air conditioning | 5.6.7.M.2 | TBD | Fins - Aluminium for Heating | m2 | 15 | 03-01 | AIR HANDLING UNITS - general | Y
SPACE HEATING & AIR CONDITIONING (SHAC) | 5.6.7 | Central air conditioning | 5.6.7.M.2 | TBD | Fins - Copper for Cooling | m2 | 25 | 03-01 | AIR HANDLING UNITS - general | Y
SPACE HEATING & AIR CONDITIONING (SHAC) | 5.6.7 | Central air conditioning | 5.6.7.M.2 | TBD | Fins - Copper for Heating | m2 | 25 | 03-01 | AIR HANDLING UNITS - general | Y
SPACE HEATING & AIR CONDITIONING (SHAC) | 5.6.7 | Central air conditioning | 5.6.7.M.2 | TBD | Humidifiers - Electrode Bottle | nr | 10 | 33-03 | ELECTRODE BOILER HUMIDIFIER | Y
SPACE HEATING & AIR CONDITIONING (SHAC) | 5.6.7 | Central air conditioning | 5.6.7.M.2 | TBD | Humidifiers - Pan type | nr | 10 | 33-03 | ELECTRODE BOILER HUMIDIFIER | Y
SPACE HEATING & AIR CONDITIONING (SHAC) | 5.6.7 | Central air conditioning | 5.6.7.M.2 | TBD | Humidifiers - Spinning Disk | nr | 10 | 33-03 | ELECTRODE BOILER HUMIDIFIER | Y
SPACE HEATING & AIR CONDITIONING (SHAC) | 5.6.7 | Central air conditioning | 5.6.7.M.2 | TBD | Humidifiers - Spray type | nr | 10 | 33-08 | SPRAY HUMIDIFIER | Y
SPACE HEATING & AIR CONDITIONING (SHAC) | 5.6.7 | Central air conditioning | 5.6.7.M.2 | TBD | Humidifiers - Steam Direct | nr | 8 | 33-02 | HUMIDIFIER - Direct steam injection type. | Y
SPACE HEATING & AIR CONDITIONING (SHAC) | 5.6.7 | Central air conditioning | 5.6.7.M.2 | TBD | Humidifiers - Steam Electric Generated | nr | 8 | 33-02 | HUMIDIFIER - Direct steam injection type. | Y
SPACE HEATING & AIR CONDITIONING (SHAC) | 5.6.7 | Central air conditioning | 5.6.7.M.2 | TBD | Humidifiers - Ultrasonic | nr | 10 | 33-05 | HUMIDIFIERS- Ultra sonic | Y
SPACE HEATING & AIR CONDITIONING (SHAC) | 5.6.7 | Central air conditioning | 5.6.7.M.2 | TBD | Spray cooler coils | m2 | 15 | 03-01 | AIR HANDLING UNITS - general | Y
SPACE HEATING & AIR CONDITIONING (SHAC) | 5.6.7 | Central air conditioning | 5.6.7.M.4 | Air handling units | Air Handling Unit - DX - external | nr | 15 | 03-01 | AIR HANDLING UNITS - general | Y
SPACE HEATING & AIR CONDITIONING (SHAC) | 5.6.7 | Central air conditioning | 5.6.7.M.4 | Air handling units | Air Handling Unit - DX - internal | nr | 20 | 03-01 | AIR HANDLING UNITS - general | Y
SPACE HEATING & AIR CONDITIONING (SHAC) | 5.6.7 | Central air conditioning | 5.6.7.M.4 | Air handling units | Air Handling Unit - externally located | nr | 15 | 03-01 | AIR HANDLING UNITS - general | Y
SPACE HEATING & AIR CONDITIONING (SHAC) | 5.6.7 | Central air conditioning | 5.6.7.M.4 | Air handling units | Air Handling Unit - internally located | nr | 20 | 03-01 | AIR HANDLING UNITS - general | Y
SPACE HEATING & AIR CONDITIONING (SHAC) | 5.6.7 | Central air conditioning | 5.6.7.M.5 | Terminal units/emitters | Fan Coil Units | nr | 20 | 59-06 | TERMINAL UNITS - FAN COIL | Y
SPACE HEATING & AIR CONDITIONING (SHAC) | 5.6.7 | Central air conditioning | 5.6.7.M.5 | Terminal units/emitters | Induction Units | nr | 20 | 59-05 | TERMINAL UNITS - INDUCTION UNITS | Y
SPACE HEATING & AIR CONDITIONING (SHAC) | 5.6.7 | Central air conditioning | 5.6.7.M.9 | Ductwork and fittings | Ductwork - Flexible | m2 | 15 | 16-02 | DUCTWORK SYSTEM - GENERAL | Y
SPACE HEATING & AIR CONDITIONING (SHAC) | 5.6.7 | Central air conditioning | 5.6.7.M.9 | Ductwork and fittings | Ductwork - Galvanised | m2 | 40 | 16-02 | DUCTWORK SYSTEM - GENERAL | Y
SPACE HEATING & AIR CONDITIONING (SHAC) | 5.6.7 | Central air conditioning | 5.6.7.M.9 | Ductwork and fittings | Ductwork - Plastic | m2 | 15 | 16-02 | DUCTWORK SYSTEM - GENERAL | Y
SPACE HEATING & AIR CONDITIONING (SHAC) | 5.6.7 | Central air conditioning | 5.6.7.M.10 | Grilles, diffusers, fans, filters | External louvres - Aluminium | nr | 15 | 26-02 | LOUVRES, BIRD AND INSECT SCREENS | Y
SPACE HEATING & AIR CONDITIONING (SHAC) | 5.6.7 | Central air conditioning | 5.6.7.M.10 | Grilles, diffusers, fans, filters | External louvres - Steel Painted | nr | 20 | 26-02 | LOUVRES, BIRD AND INSECT SCREENS | Y
SPACE HEATING & AIR CONDITIONING (SHAC) | 5.6.7 | Central air conditioning | 5.6.7.M.10 | Grilles, diffusers, fans, filters | Grilles and diffusers - Aluminium | nr | 25 | 26-01 | GRILLES AND DIFFUSERS | Y
SPACE HEATING & AIR CONDITIONING (SHAC) | 5.6.7 | Central air conditioning | 5.6.7.M.10 | Grilles, diffusers, fans, filters | Grilles and diffusers - Painted Metal | nr | 30 | 26-01 | GRILLES AND DIFFUSERS | Y
SPACE HEATING & AIR CONDITIONING (SHAC) | 5.6.7 | Central air conditioning | 5.6.7.M.10 | Grilles, diffusers, fans, filters | Slot Diffusers | nr | 20 | 26-01 | GRILLES AND DIFFUSERS | Y
SPACE HEATING & AIR CONDITIONING (SHAC) | 5.6.7 | Central air conditioning | 5.6.7.M.11 | Instrumentation and controls | Controller - Air Conditioning | nr | 10 | 14-11 | MULTI-INPUT CONTROLLERS | Y
SPACE HEATING & AIR CONDITIONING (SHAC) | 5.6.7 | Central air conditioning | 5.6.7.M.12 | Thermal insulation | Thermal insulation | m2 | 30 | 35-01 | THERMAL INSULATION | Y
SPACE HEATING & AIR CONDITIONING (SHAC) | 5.6.7 | Central air conditioning | 5.6.7.M.1 | Plenum air heating systems | Plenum air heating systems | m2 | Building Life | 03-01 | AIR HANDLING UNITS - general | Y
SPACE HEATING & AIR CONDITIONING (SHAC) | 5.6.7 | Central air conditioning | 5.6.7.M.3 | Chillers | Chillers - Lithium bromide water/ absorption chillers | nr | 25 | 09-03 | LITHIUM BROMIDE/WATER ABSORPTION CHILLERS | Y
SPACE HEATING & AIR CONDITIONING (SHAC) | 5.6.7 | Central air conditioning | 5.6.7.M.3 | Chillers | Chillers - Gas fired absorption chillers up to 18 kW cooling capacity | nr | 25 | 09-04 | GAS FIRED ABSORPTION CHILLER UP TO 18 KW COOLING CAPACITY | Y
SPACE HEATING & AIR CONDITIONING (SHAC) | 5.6.7 | Central air conditioning | 5.6.7.M.3 | Chillers | Chillers - Compressor refrigeration - reciprocating | nr | 20 | 12-01 | COMPRESSORS REFRIGERATION - Reciprocal - (includes hermetic, semi-hermetic and open) | Y
SPACE HEATING & AIR CONDITIONING (SHAC) | 5.6.7 | Central air conditioning | 5.6.7.M.3 | Chillers | Chillers - Compressor - screw | nr | 20 | 12-02 | COMPRESSOR - SCREW | Y
SPACE HEATING & AIR CONDITIONING (SHAC) | 5.6.7 | Central air conditioning | 5.6.7.M.3 | Chillers | Chillers - Compressor - screw | nr | 25 | 12-02 | COMPRESSOR - SCREW | Y
SPACE HEATING & AIR CONDITIONING (SHAC) | 5.6.7 | Central air conditioning | 5.6.7.M.3 | Chillers | Chillers - Compressors refrigeration - centrifugal using R123/134a | nr | 20 | 12-03 | COMPRESSORS REFRIGERATION - CENTRIFUGAL | Y
SPACE HEATING & AIR CONDITIONING (SHAC) | 5.6.7 | Central air conditioning | 5.6.7.M.3 | Chillers | Chillers - Solar thermal absorption chillers | nr | 25 | 32-17 | TBD | Y
SPACE HEATING & AIR CONDITIONING (SHAC) | 5.6.7 | Central air conditioning | 5.6.7.M.6 | Pipelines and fittings | Plant Room Pipework | m2 | 25 | 40-01 40,02 | PIPEWORK SYSTEMS - General | Y
SPACE HEATING & AIR CONDITIONING (SHAC) | 5.6.7 | Central air conditioning | 5.6.7.M.7 | Valves | Valves - Check | nr | 25 | 61-01 | VALVES | Y
SPACE HEATING & AIR CONDITIONING (SHAC) | 5.6.7 | Central air conditioning | 5.6.7.M.7 | Valves | Valves - gate | nr | 25 | 61-01 | VALVES | Y
SPACE HEATING & AIR CONDITIONING (SHAC) | 5.6.7 | Central air conditioning | 5.6.7.M.7 | Valves | Valves - Strainers | nr | 25 | 61-01 | VALVES | Y
SPACE HEATING & AIR CONDITIONING (SHAC) | 5.6.7 | Central air conditioning | 5.6.7.M.7 | Valves | Valves - Thermostatic Mixer | nr | 15 | 61-04 | COMBINATION TAP ASSEMBLIES, MIXING VALVES/TAPS | Y
SPACE HEATING & AIR CONDITIONING (SHAC) | 5.6.7 | Central air conditioning | 5.6.7.M.8 | Pumps | Pumps - Floor mounted | nr | 20 | 45-02 | CIRCULATING PUMPS-general | Y
SPACE HEATING & AIR CONDITIONING (SHAC) | 5.6.7 | Central air conditioning | 5.6.7.M.8 | Pumps | Pumps - Floor mounted Twin Head | nr | 20 | 45-02 | CIRCULATING PUMPS-general | Y
SPACE HEATING & AIR CONDITIONING (SHAC) | 5.6.7 | Central air conditioning | 5.6.7.M.8 | Pumps | Pumps - Accelerator pipe mounted | nr | 10 | 45-02 | CIRCULATING PUMPS-general | Y
SPACE HEATING & AIR CONDITIONING (SHAC) | 5.6.7 | Central air conditioning | 5.6.7.M.8 | Pumps | Pumps - Domestic | nr | 10 | 45-11 | DOMESTIC HOT WATER ACCELERATORS | Y
SPACE HEATING & AIR CONDITIONING (SHAC) | 5.6.7 | Central air conditioning | 5.6.7.M.8 | Pumps | Pumps - HWS circulator | nr | 20 | 45-02 | CIRCULATING PUMPS-general | Y
SPACE HEATING & AIR CONDITIONING (SHAC) | 5.6.8 | Local air conditioning | 5.6.8.M.1 | Air conditioning units | Close Control AC Condenser | nr | 15 | 47-01 | ROOM AIR CONDITIONERS | Y
SPACE HEATING & AIR CONDITIONING (SHAC) | 5.6.8 | Local air conditioning | 5.6.8.M.1 | Air conditioning units (ACU) | Unitary A/C / CRAC Unit (DX Type) | nr | 15 | 47-01 | ROOM AIR CONDITIONERS | Y
SPACE HEATING & AIR CONDITIONING (SHAC) | 5.6.8 | Local air conditioning | 5.6.8.M.1 | Air conditioning units (ACU) | Split System - Heat Pump | nr | 15 | 54-03 | SPLIT SYSTEMS/ HEATPUMPS – air-cooled with direct expansion evaporator (DX) | Y
SPACE HEATING & AIR CONDITIONING (SHAC) | 5.6.8 | Local air conditioning | 5.6.8.M.1 | Air conditioning units (ACU) | Separate clean room air conditioner | nr | 20 | NCT - 5.6.8.2 | NCT - Separate clean room air conditioner | Y
SPACE HEATING & AIR CONDITIONING (SHAC) | 5.6.8 | Local air conditioning | 5.6.8.M.4 | Pumps | Pumps - Floor mounted | nr | 20 | 45-02 | CIRCULATING PUMPS-general | Y
SPACE HEATING & AIR CONDITIONING (SHAC) | 5.6.8 | Local air conditioning | 5.6.8.M.4 | Pumps | Pumps - Floor mounted Twin Head | nr | 20 | 45-02 | CIRCULATING PUMPS-general | Y
SPACE HEATING & AIR CONDITIONING (SHAC) | 5.6.8 | Local air conditioning | 5.6.8.M.4 | Pumps | Pumps - Accelerator pipe mounted | nr | 10 | 45-02 | CIRCULATING PUMPS-general | Y
SPACE HEATING & AIR CONDITIONING (SHAC) | 5.6.8 | Local air conditioning | 5.6.8.M.4 | Pumps | Pumps - Domestic | nr | 10 | 45-11 | DOMESTIC HOT WATER ACCELERATORS | Y
SPACE HEATING & AIR CONDITIONING (SHAC) | 5.6.8 | Local air conditioning | 5.6.8.M.4 | Pumps | Pumps - HWS circulator | nr | 20 | 45-02 | CIRCULATING PUMPS-general | Y
SPACE HEATING & AIR CONDITIONING (SHAC) | 5.6.8 | Local air conditioning | 5.6.8.M.5 | Ductwork, fittings and ancillaries | Ductwork - Flexible | m2 | 15 | 16-02 | DUCTWORK SYSTEM - GENERAL | Y
SPACE HEATING & AIR CONDITIONING (SHAC) | 5.6.8 | Local air conditioning | 5.6.8.M.5 | Ductwork, fittings and ancillaries | Ductwork - Galvanised | m2 | 40 | 16-02 | DUCTWORK SYSTEM - GENERAL | Y
SPACE HEATING & AIR CONDITIONING (SHAC) | 5.6.8 | Local air conditioning | 5.6.8.M.5 | Ductwork, fittings and ancillaries | Ductwork - Plastic | m2 | 15 | 16-02 | DUCTWORK SYSTEM - GENERAL | Y
SPACE HEATING & AIR CONDITIONING (SHAC) | 5.6.8 | Local air conditioning | 5.6.8.M.6 | Grilles, diffusers, fans, filters | Grilles and diffusers - Aluminium | nr | 15 | 26-01 | GRILLES AND DIFFUSERS | Y
SPACE HEATING & AIR CONDITIONING (SHAC) | 5.6.8 | Local air conditioning | 5.6.8.M.6 | Grilles, diffusers, fans, filters | Grilles and diffusers - Painted Metal | nr | 30 | 26-01 | GRILLES AND DIFFUSERS | Y
SPACE HEATING & AIR CONDITIONING (SHAC) | 5.6.8 | Local air conditioning | 5.6.8.M.6 | Grilles, diffusers, fans, filters | Slot Diffusers | nr | 20 | 26-01 | GRILLES AND DIFFUSERS | Y
SPACE HEATING & AIR CONDITIONING (SHAC) | 5.6.8 | Local air conditioning | 5.6.6.M.2 | Pipelines and fittings | Pipework - Local air conditioning System (copper) | m2 | 45 | 40-01, 40-02 | PIPEWORK SYSTEMS - General | Y
SPACE HEATING & AIR CONDITIONING (SHAC) | 5.6.8 | Local air conditioning | 5.6.6.M.2 | Pipelines and fittings | Pipework - Local air conditioning System closed (steel galv) | m2 | 35 | 40-01, 40-02 | PIPEWORK SYSTEMS - General | Y
SPACE HEATING & AIR CONDITIONING (SHAC) | 5.6.8 | Local air conditioning | 5.6.6.M.2 | Pipelines and fittings | Pipework - Local air conditioning System open (steel galv) | m2 | 25 | 40-01, 40-02 | PIPEWORK SYSTEMS - General | Y
SPACE HEATING & AIR CONDITIONING (SHAC) | 5.6.8 | Local air conditioning | 5.6.6.M.2 | Pipelines and fittings | Pipework - Local air conditioning System (Plastic) | m2 | 20 | 40-01, 40-02 | PIPEWORK SYSTEMS - General | Y
SPACE HEATING & AIR CONDITIONING (SHAC) | 5.6.8 | Local air conditioning | 5.6.6.M.3 | Valves | Valves - Check | nr | 25 | 61-01 | VALVES | Y
SPACE HEATING & AIR CONDITIONING (SHAC) | 5.6.8 | Local air conditioning | 5.6.6.M.3 | Valves | Valves - gate | nr | 25 | 61-01 | VALVES | Y
SPACE HEATING & AIR CONDITIONING (SHAC) | 5.6.8 | Local air conditioning | 5.6.6.M.3 | Valves | Valves - Strainers | nr | 25 | 61-01 | VALVES | Y
SPACE HEATING & AIR CONDITIONING (SHAC) | 5.6.8 | Local air conditioning | 5.6.6.M.3 | Valves | Valves - Thermostatic Mixer | nr | 15 | 61-04 | COMBINATION TAP ASSEMBLIES, MIXING VALVES/TAPS | Y
SPACE HEATING & AIR CONDITIONING (SHAC) | 5.6.8 | Local air conditioning | 5.6.6.M.7 | Instrumentation and controls | Control Panel | nr | 10 | 14-11 | MULTI-INPUT CONTROLLERS | Y
SPACE HEATING & AIR CONDITIONING (SHAC) | 5.6.8 | Local air conditioning | 5.6.6.M.8 | Thermal insulation | Thermal insulation | m2 | 30 | 35-01 | THERMAL INSULATION | Y
SPACE HEATING & AIR CONDITIONING (SHAC) | 5.6.8 | Local air conditioning | 5.6.6.M.9 | Air curtains | Air curtains | nr | 15 | 20-03, 29-02 | FANS -CENTRIFUGAL | Y
VENTILATION SYSTEMS | 5.7.1 | Central ventilation | 5.7.1.M.1 | Air extract systems | Air Handling Unit - external (extract) | nr | 15 | 20-08 | FANS-EXTRACT - including fire/smoke extracts units | Y
VENTILATION SYSTEMS (VS) | 5.7.1 | Central ventilation | 5.7.1.M.1 | Air extract systems | Air Handling Unit - internal (extract) | nr | 20 | 20-08 | FANS-EXTRACT - including fire/smoke extracts units | Y
VENTILATION SYSTEMS (VS) | 5.7.1 | Central ventilation | 5.7.1.M.2 | Air supply and extract systems | Air Handling Unit - external (supply and extract) | nr | 15 | 20-02 | FANS - VENTILATING - general | Y
VENTILATION SYSTEMS (VS) | 5.7.1 | Central ventilation | 5.7.1.M.2 | Air supply and extract systems | Air Handling Unit - internal (supply and extract) | nr | 20 | 20-02 | FANS - VENTILATING - general | Y
VENTILATION SYSTEMS (VS) | 5.7.1 | Central ventilation | 5.7.1.M.3 | Extract unit/terminal units | Extract unit/terminal units | nr | 40 | 20-02 | FANS - VENTILATING - general | Y
VENTILATION SYSTEMS (VS) | 5.7.1 | Central ventilation | 5.7.1.M.4 | Fan units | Fan - 2 Stage Axial | nr | 15 | 20-04 | FANS- AXIAL | Y
VENTILATION SYSTEMS (VS) | 5.7.1 | Central ventilation | 5.7.1.M.4 | Fan units | Fan - Axial | nr | 15 | 20-04 | FANS- AXIAL | Y
VENTILATION SYSTEMS (VS) | 5.7.1 | Central ventilation | 5.7.1.M.4 | Fan units | Fan - Extract | nr | 15 | 20-08 | FANS-EXTRACT - including fire/smoke extracts units | Y
VENTILATION SYSTEMS (VS) | 5.7.1 | Central ventilation | 5.7.1.M.4 | Fan units | Fan - Flue Dilution | nr | 20 | 20-02 | FANS - VENTILATING - general | Y
VENTILATION SYSTEMS (VS) | 5.7.1 | Central ventilation | 5.7.1.M.4 | Fan units | Fan - Roof Mounted | nr | 15 | 20-02 | FANS - VENTILATING - general | Y
VENTILATION SYSTEMS (VS) | 5.7.1 | Central ventilation | 5.7.1.M.4 | Fan units | Fan - Smoke Extract | nr | 15 | 20-08 | FANS-EXTRACT - including fire/smoke extracts units | Y
VENTILATION SYSTEMS (VS) | 5.7.1 | Central ventilation | 5.7.1.M.4 | Fan units | Fan - Toilet Extract | nr | 15 | 20-08 | FANS-EXTRACT - including fire/smoke extracts units | Y
VENTILATION SYSTEMS (VS) | 5.7.1 | Central ventilation | 5.7.1.M.5 | Pipelines and fittings | Pipework - Central ventilation System (copper) | m2 | 45 | 40-01, 40-02 | PIPEWORK SYSTEMS - General | Y
VENTILATION SYSTEMS (VS) | 5.7.1 | Central ventilation | 5.7.1.M.5 | Pipelines and fittings | Pipework - Central ventilation System (steel galv) | m2 | 25 | 40-01, 40-02 | PIPEWORK SYSTEMS - General | Y
VENTILATION SYSTEMS (VS) | 5.7.1 | Central ventilation | 5.7.1.M.5 | Pipelines and fittings | Pipework - Central ventilation System (steel galv) | m2 | 35 | 40-01, 40-02 | PIPEWORK SYSTEMS - General | Y
VENTILATION SYSTEMS (VS) | 5.7.1 | Central ventilation | 5.7.1.M.5 | Pipelines and fittings | Pipework - Central ventilation System (Plastic) | m2 | 20 | 40-01, 40-02 | PIPEWORK SYSTEMS - General | Y
VENTILATION SYSTEMS (VS) | 5.7.1 | Central ventilation | 5.7.1.M.6 | Grilles, diffusers, fans, filters | External louvres - Aluminium | nr | 25 | 26-02 | LOUVRES, BIRD AND INSECT SCREENS | Y
VENTILATION SYSTEMS (VS) | 5.7.1 | Central ventilation | 5.7.1.M.6 | Grilles, diffusers, fans, filters | External louvres - Steel Painted | nr | 20 | 26-02 | LOUVRES, BIRD AND INSECT SCREENS | Y
VENTILATION SYSTEMS (VS) | 5.7.1 | Central ventilation | 5.7.1.M.6 | Grilles, diffusers, fans, filters | Grilles and diffusers - Aluminium | nr | 25 | 26-01 | GRILLES AND DIFFUSERS | Y
VENTILATION SYSTEMS (VS) | 5.7.1 | Central ventilation | 5.7.1.M.6 | Grilles, diffusers, fans, filters | Grilles and diffusers - Painted Metal | nr | 30 | 26-01 | GRILLES AND DIFFUSERS | Y
VENTILATION SYSTEMS (VS) | 5.7.1 | Central ventilation | 5.7.1.M.6 | Grilles, diffusers, fans, filters | Slot Diffusers | nr | 20 | 26-01 | GRILLES AND DIFFUSERS | Y
VENTILATION SYSTEMS (VS) | 5.7.1 | Central ventilation | 5.7.1.M.7 | Ductwork, and fittings | Ductwork - Flexible | m2 | 15 | 16-02 | DUCTWORK SYSTEM - GENERAL | Y
VENTILATION SYSTEMS (VS) | 5.7.1 | Central ventilation | 5.7.1.M.7 | Ductwork, and fittings | Ductwork - Galvanised | m2 | 40 | 16-02 | DUCTWORK SYSTEM - GENERAL | Y
VENTILATION SYSTEMS (VS) | 5.7.1 | Central ventilation | 5.7.1.M.7 | Ductwork, and fittings | Ductwork - Plastic | m2 | 15 | 16-02 | DUCTWORK SYSTEM - GENERAL | Y
VENTILATION SYSTEMS (VS) | 5.7.1 | Central ventilation | 5.7.1.M.8 | Valves | Valves - Check | nr | 25 | 61-01 | VALVES | Y
VENTILATION SYSTEMS (VS) | 5.7.1 | Central ventilation | 5.7.1.M.8 | Valves | Valves - gate | nr | 25 | 61-01 | VALVES | Y
VENTILATION SYSTEMS (VS) | 5.7.1 | Central ventilation | 5.7.1.M.8 | Valves | Valves - Strainers | nr | 25 | 61-01 | VALVES | Y
VENTILATION SYSTEMS (VS) | 5.7.1 | Central ventilation | 5.7.1.M.8 | Valves | Valves - Thermostatic Mixer | nr | 15 | 61-04 | COMBINATION TAP ASSEMBLIES, MIXING VALVES/TAPS | Y
VENTILATION SYSTEMS (VS) | 5.7.1 | Central ventilation | 5.7.1.M.9 | Pumps | Pumps - Floor mounted | nr | 20 | 45-02 | CIRCULATING PUMPS-general | Y
VENTILATION SYSTEMS (VS) | 5.7.1 | Central ventilation | 5.7.1.M.9 | Pumps | Pumps - Floor mounted Twin Head | nr | 20 | 45-02 | CIRCULATING PUMPS-general | Y
VENTILATION SYSTEMS (VS) | 5.7.1 | Central ventilation | 5.7.1.M.9 | Pumps | Pumps - Accelerator pipe mounted | nr | 10 | 45-02 | CIRCULATING PUMPS-general | Y
VENTILATION SYSTEMS (VS) | 5.7.1 | Central ventilation | 5.7.1.M.9 | Pumps | Pumps - Domestic | nr | 15 | 45-01 | PUMPS - General | Y
VENTILATION SYSTEMS (VS) | 5.7.1 | Central ventilation | 5.7.1.M.9 | Pumps | Pumps - HWS circulator | nr | 20 | 45-02 | CIRCULATING PUMPS-general | Y
VENTILATION SYSTEMS (VS) | 5.7.1 | Central ventilation | 5.7.1.M.10 | Instrumentation and controls | Time clock | nr | 10 | 14-08 | CONTROLLER TIMERS | Y
VENTILATION SYSTEMS (VS) | 5.7.2 | Local and special ventilation | 5.7.2.M.1 | Extract Fans | Fan - Extract | nr | 15 | 20-08 | FANS-EXTRACT - including fire/smoke extracts units | Y
VENTILATION SYSTEMS (VS) | 5.7.2 | Local and special ventilation | 5.7.2.M.1 | Extract Fans | Fan - Toilet Extract | nr | 15 | 20-08 | FANS-EXTRACT - including fire/smoke extracts units | Y
VENTILATION SYSTEMS (VS) | 5.7.2 | Local and special ventilation | 5.7.2.M.2 | Kitchen ventilation | Kitchen Hood extract | nr | NLC | 20-08 | FANS-EXTRACT - including fire/smoke extracts units | Y
VENTILATION SYSTEMS (VS) | 5.7.2 | Local and special ventilation | 5.7.2.M.3 | Safety cabinet and fume cupboard extracts | Downflow Cabinet | nr | 15 | 20-02 | FANS - VENTILATING - general | Y
VENTILATION SYSTEMS (VS) | 5.7.2 | Local and special ventilation | 5.7.2.M.4 | Fume extracts | Fume Cupboard | nr | 15 | 20-08 | FANS-EXTRACT - including fire/smoke extracts units | Y
VENTILATION SYSTEMS (VS) | 5.7.2 | Local and special ventilation | 5.7.2.M.5 | Dust collection | Dust Collection Unit | nr | 15 | 64-04 | MOBILE DUST SEPARATOR FOR SPOT EXTRACTION | Y
VENTILATION SYSTEMS (VS) | 5.7.2 | Local and special ventilation | 5.7.2.M.6 | Anaesthetic gas extract | Anaesthetic gas extract | nr | 15 | NCT | NCT | Y
VENTILATION SYSTEMS (VS) | 5.7.2 | Local and special ventilation | 5.7.2.M.7 | Cyclone systems | Cyclone systems | nr | 15 | NCT | NCT | Y
VENTILATION SYSTEMS (VS) | 5.7.2 | Local and special ventilation | 5.7.2.M.8 | Fans | Fan - 2 Stage Axial | nr | 15 | 20-04 | FANS- AXIAL | Y
VENTILATION SYSTEMS (VS) | 5.7.2 | Local and special ventilation | 5.7.2.M.8 | Fans | Fan - Axial | nr | 15 | 20-04 | FANS- AXIAL | Y
VENTILATION SYSTEMS (VS) | 5.7.2 | Local and special ventilation | 5.7.2.M.9 | Rotating ventilators | Rotating Ventilators | nr | 20 | 20-05 | FANS - PROPELLER | Y
VENTILATION SYSTEMS (VS) | 5.7.2 | Local and special ventilation | 5.7.2.M.10 | Fans | Fan - Roof Mounted | nr | 15 | 20-02 | FANS - VENTILATING - general | Y
VENTILATION SYSTEMS (VS) | 5.7.2 | Local and special ventilation | 5.7.2.M.11 | Car Park Ventilation | Vehicle Exhaust | nr | 20 | 64-06 | VEHICLE EXHAUST RAIL SYSTEM | Y
VENTILATION SYSTEMS (VS) | 5.7.2 | Local and special ventilation | 5.7.2.M.11 | Car Park Ventilation | Local car exhaust ventilation | nr | 15 | 64-03 | SPRING RECOIL HOSE REEL | Y
VENTILATION SYSTEMS (VS) | 5.7.2 | Local and special ventilation | 5.7.2.M.12 | Ductwork, and fittings | Ductwork - Flexible | m2 | 15 | 16-02 | DUCTWORK SYSTEM - GENERAL | Y
VENTILATION SYSTEMS (VS) | 5.7.2 | Local and special ventilation | 5.7.2.M.12 | Ductwork, and fittings | Ductwork - Galvanised | m2 | 40 | 16-02 | DUCTWORK SYSTEM - GENERAL | Y
VENTILATION SYSTEMS (VS) | 5.7.2 | Local and special ventilation | 5.7.2.M.12 | Ductwork, and fittings | Ductwork - Plastic | m2 | 15 | 16-02 | DUCTWORK SYSTEM - GENERAL | Y
VENTILATION SYSTEMS (VS) | 5.7.2 | Local and special ventilation | 5.7.2.M.13 | Grilles, diffusers, fans, filters | Grilles and diffusers - Aluminium | nr | 15 | 26-01 | GRILLES AND DIFFUSERS | Y
VENTILATION SYSTEMS (VS) | 5.7.2 | Local and special ventilation | 5.7.2.M.13 | Grilles, diffusers, fans, filters | Grilles and diffusers - Painted Metal | nr | 30 | 26-01 | GRILLES AND DIFFUSERS | Y
VENTILATION SYSTEMS (VS) | 5.7.2 | Local and special ventilation | 5.7.2.M.13 | Grilles, diffusers, fans, filters | Slot Diffusers | nr | 20 | 26-01 | GRILLES AND DIFFUSERS | Y
VENTILATION SYSTEMS (VS) | 5.7.2 | Local and special ventilation | 5.7.2.M.14 | Instrumentation and controls | Controller - Ventilation | nr | 10 | 14-07 | UNIT CONTROLLERS AND SENSOR CONTROLLERS | Y
VENTILATION SYSTEMS (VS) | 5.7.2 | Local and special ventilation | 5.7.2.M.14 | Instrumentation and controls | PIR - Fan | nr | 8 | 50-09 | OCCUPANCY and LIGHT SENSORS | Y
VENTILATION SYSTEMS | 5.7.3 | Smoke extract / control | 5.7.3.M.1 | Automatic smoke extract systems | Ductwork Smoke Dampers - Interated | m2 | 30 | 52-02 | SMOKE RELIEF - Natural smoke and heat exhaust ventilators | Y
VENTILATION SYSTEMS (VS) | 5.7.3 | Smoke extract / control | 5.7.3.M.1 | Automatic smoke extract systems | Ductwork Smoke Dampers - Stand Alone | m2 | 30 | 52-02 | SMOKE RELIEF - Natural smoke and heat exhaust ventilators | Y
VENTILATION SYSTEMS (VS) | 5.7.3 | Smoke extract / control | 5.7.3.M.1 | Automatic smoke extract systems | Fan - Smoke Extract | m2 | 15 | 20-08 | FANS-EXTRACT - including fire/smoke extracts units | Y
VENTILATION SYSTEMS (VS) | 5.7.3 | Smoke extract / control | 5.7.3.M.1 | Automatic smoke extract systems | Smoke / Fire Curtain | m2 | 20 | 52-04 | SMOKE CURTAINS | Y
VENTILATION SYSTEMS (VS) | 5.7.3 | Smoke extract / control | 5.7.3.M.1 | Automatic smoke extract systems | Smoke Relief Ventilators | m2 | 30 | 52-02 | SMOKE RELIEF - Natural smoke and heat exhaust ventilators | Y
VENTILATION SYSTEMS (VS) | 5.7.3 | Smoke extract / control | 5.7.3.M.1 | Automatic smoke extract systems | Smoke Relief Ventilators - Powered | m2 | 30 | 52-03 | SMOKE RELIEF - Powered smoke and heat exhaust ventilators | Y
VENTILATION SYSTEMS (VS) | 5.7.3 | Smoke extract / control | 5.7.3.M.2 | Automatic smoke compartmentalisation systems | Automatic smoke compartmentalisation systems | nr | 20 | 20-08 | FANS-EXTRACT - including fire/smoke extracts units | Y
VENTILATION SYSTEMS (VS) | 5.7.3 | Smoke extract / control | 5.7.3.M.3 | Fans | Fan units | nr | 40 | 20-02 | FANS - VENTILATING - general | Y
VENTILATION SYSTEMS (VS) | 5.7.3 | Smoke extract / control | 5.7.3.M.4 | Ductwork and fittings | Ductwork and fittings | nr | 15 | 20-02 | FANS - VENTILATING - general | Y
VENTILATION SYSTEMS (VS) | 5.7.3 | Smoke extract / control | 5.7.3.M.5 | Grilles, diffusers, fans, filters | Grilles and diffusers - Aluminium | nr | 15 | 26-01 | GRILLES AND DIFFUSERS | Y
VENTILATION SYSTEMS (VS) | 5.7.3 | Smoke extract / control | 5.7.3.M.6 | Grilles, diffusers, fans, filters | Grilles and diffusers - Painted Metal | nr | 30 | 26-01 | GRILLES AND DIFFUSERS | Y
VENTILATION SYSTEMS (VS) | 5.7.3 | Smoke extract / control | 5.7.3.M.7 | Instrumentation and controls | Instrumentation and control components | nr | 10 | 14-07 | UNIT CONTROLLERS AND SENSOR CONTROLLERS | Y
ELECTRICAL INSTALLATIONS | 5.8.1 | Electrical mains and sub-mains distribution | 5.8.1.M.1 | LV Distribution | Consumer Units | m2 | 20 | 44-08 | ELECTRICAL INSTALLATION - GENERALLY | Y
ELECTRICAL INSTALLATIONS (EI) | 5.8.1 | Electrical mains and sub-mains distribution | 5.8.1.M.1 | LV Distribution | Distributed Amplifier Unit | m2 | 20 | 44-05 | POWER DISTRIBUTION UNIT (PDU) | Y
ELECTRICAL INSTALLATIONS (EI) | 5.8.1 | Electrical mains and sub-mains distribution | 5.8.1.M.1 | LV Distribution | Inverter | m2 | 15 | 44-08 | ELECTRICAL INSTALLATION - GENERALLY | Y
ELECTRICAL INSTALLATIONS (EI) | 5.8.1 | Electrical mains and sub-mains distribution | 5.8.1.M.1 | LV Distribution | LV Panel | m2 | 20 | 44-02 | MAIN SWITCH PANEL AT SUPPLY INTAKE | Y
ELECTRICAL INSTALLATIONS (EI) | 5.8.1 | Electrical mains and sub-mains distribution | 5.8.1.M.1 | LV Distribution | PFC & MD Transformer | m2 | 20 | 44-03 | MAXIMUM DEMAND and POWER FACTOR CORRECTION | Y
ELECTRICAL INSTALLATIONS (EI) | 5.8.1 | Electrical mains and sub-mains distribution | 5.8.1.M.1 | LV Distribution | Power Distribution Unit | m2 | 20 | 44-05 | POWER DISTRIBUTION UNIT (PDU) | Y
ELECTRICAL INSTALLATIONS (EI) | 5.8.1 | Electrical mains and sub-mains distribution | 5.8.1.M.1 | LV Distribution | Voltage Optimisation Unit | m2 | 20 | 44-03 | MAXIMUM DEMAND and POWER FACTOR CORRECTION | Y
ELECTRICAL INSTALLATIONS (EI) | 5.8.1 | Electrical mains and sub-mains distribution | 5.8.1.M.1 | LV Distribution | Distribution boards | m2 | 20 | 44-08 | ELECTRICAL INSTALLATION - GENERALLY | Y
ELECTRICAL INSTALLATIONS (EI) | 5.8.1 | Electrical mains and sub-mains distribution | 5.8.1.M.1 | LV Distribution | Final circuits and outlets | m2 | 20 | 44-08 | ELECTRICAL INSTALLATION - GENERALLY | Y
ELECTRICAL INSTALLATIONS (EI) | 5.8.1 | Electrical mains and sub-mains distribution | 5.8.1.M.1 | LV Distribution | Circuit breakers | m2 | 20 | 44-08 | ELECTRICAL INSTALLATION - GENERALLY | Y
ELECTRICAL INSTALLATIONS (EI) | 5.8.1 | Electrical mains and sub-mains distribution | 5.8.1.M.2 | HV Main Incomer and Panel | HV Main Incomer / Panel | m2 | 30 | 44-02, 44-08 | MAIN SWITCH PANEL AT SUPPLY INTAKE | Y
ELECTRICAL INSTALLATIONS (EI) | 5.8.1 | Electrical mains and sub-mains distribution | 5.8.1.M.3 | Distribution Board | Distribution Boards | m2 | 20 | 44-07 | DISTRIBUTION BOARDS | Y
ELECTRICAL INSTALLATIONS (EI) | 5.8.1 | Electrical mains and sub-mains distribution | 5.8.1.M.4 | Mains Cabling | Mains Cabling | m2 | 35 | 44-08 | ELECTRICAL INSTALLATION - GENERALLY | Y
ELECTRICAL INSTALLATIONS (EI) | 5.8.1 | Electrical mains and sub-mains distribution | 5.8.1.M.4 | Mains Cabling | Sub-Mains Distribution Wiring - mineral insulated | m2 | 35 | 44-08 | ELECTRICAL INSTALLATION - GENERALLY | Y
ELECTRICAL INSTALLATIONS (EI) | 5.8.1 | Electrical mains and sub-mains distribution | 5.8.1.M.4 | Mains Cabling | Sub-Mains Distribution Wiring - thermoplastic | m2 | 35 | 44-08 | ELECTRICAL INSTALLATION - GENERALLY | Y
ELECTRICAL INSTALLATIONS (EI) | 5.8.1 | Electrical mains and sub-mains distribution | 5.8.1.M.4 | Mains Cabling | Sub-Mains Distribution Wiring - thermosetting | m2 | 35 | 44-08 | ELECTRICAL INSTALLATION - GENERALLY | Y
ELECTRICAL INSTALLATIONS (EI) | 5.8.1 | Electrical mains and sub-mains distribution | 5.8.1.M.5 | Conduits and trunking | Conduits and trunking | m2 | 30-35 | 44-08 | ELECTRICAL INSTALLATION - GENERALLY | Y
ELECTRICAL INSTALLATIONS (EI) | 5.8.1 | Electrical mains and sub-mains distribution | 5.8.1.M.6 | Busbar trunking | Busbar Chamber | m2 | 35 | 44-08 | ELECTRICAL INSTALLATION - GENERALLY | Y
ELECTRICAL INSTALLATIONS (EI) | 5.8.1 | Electrical mains and sub-mains distribution | 5.8.1.M.6 | Busbar trunking | Busbar trunking | m2 | 35 | 44-08 | ELECTRICAL INSTALLATION - GENERALLY | Y
ELECTRICAL INSTALLATIONS (EI) | 5.8.1 | Electrical mains and sub-mains distribution | 5.8.1.M.6 | Busbar trunking | Mains Busbar | m2 | 35 | 44-08 | ELECTRICAL INSTALLATION - GENERALLY | Y
ELECTRICAL INSTALLATIONS (EI) | 5.8.1 | Electrical mains and sub-mains distribution | 5.8.1.M.7 | Transformers | 110v Transformer | nr | 30 | 70-07 | CAST RESIN TRANSFORMER | Y
ELECTRICAL INSTALLATIONS (EI) | 5.8.1 | Electrical mains and sub-mains distribution | 5.8.1.M.7 | Transformers | Transformer (Dry type) | nr | 30 | 70-07 | CAST RESIN TRANSFORMER | Y
ELECTRICAL INSTALLATIONS (EI) | 5.8.1 | Electrical mains and sub-mains distribution | 5.8.1.M.7 | Transformers | Transformer (Oil Type) | nr | 30 | 70-06 | FLUID FILLED TRANSFORMER | Y
ELECTRICAL INSTALLATIONS (EI) | 5.8.1 | Electrical mains and sub-mains distribution | 5.8.1.M.8 | Feeder Pillar | Feed Pillar | nr | 30 | 44-08 | ELECTRICAL INSTALLATION - GENERALLY | Y
ELECTRICAL INSTALLATIONS (EI) | 5.8.1 | Electrical mains and sub-mains distribution | 5.8.1.M.9 | Electricity Monitoring System | Electricity Monitoring System | item | TBD | TBD | TO BE DECIDED | Y
ELECTRICAL INSTALLATIONS (EI) | 5.8.1 | Electrical mains and sub-mains distribution | 5.8.1.M.9 | Surge Protection | Surge Protection | item | TBD | TBD | TO BE DECIDED | Y
ELECTRICAL INSTALLATIONS (EI) | 5.8.1 | Electrical mains and sub-mains distribution | 5.8.1.M.9 | Surge Protection | Hazardous area (Electrics) - Flame proof equipment | item | 20 | 27-01 & 27-02 | Hazardous areas - FLAME PROOF EQUIPMENT | Y
ELECTRICAL INSTALLATIONS (EI) | 5.8.1 | Electrical mains and sub-mains distribution | 5.8.1.M.9 | Surge Protection | Hazardous area (Electrics) – Lighting | item | 15 | 27-01 & 27-03 | Hazardous areas - LIGHTING | Y
ELECTRICAL INSTALLATIONS (EI) | 5.8.2 | Power Installations | 5.8.1.M.1 | LV Distribution | Power Supply Unit | m2 | 20 | TBD | TO BE DECIDED | Y
ELECTRICAL INSTALLATIONS (EI) | 5.8.2 | Power Installations | 5.8.2.M.1 | General LV power installations | General LV power installations | m2 | 25 | 44-08 | ELECTRICAL INSTALLATION - GENERALLY | Y
ELECTRICAL INSTALLATIONS (EI) | 5.8.2 | Power Installations | 5.8.2.M.2 | Extra LV supply installations | Extra LV supply installations | m2 | 25 | 44-08 | ELECTRICAL INSTALLATION - GENERALLY | Y
ELECTRICAL INSTALLATIONS (EI) | 5.8.2 | Power Installations | 5.8.2.M.3 | DC installations | DC installations | m2 | 25 | NCT | NCT | Y
ELECTRICAL INSTALLATIONS (EI) | 5.8.2 | Power Installations | 5.8.2.M.4 | Distribution Board | Distribution boards -20yrs | m2 | 20 | 44-07 | DISTRIBUTION BOARDS | Y
ELECTRICAL INSTALLATIONS (EI) | 5.8.2 | Power Installations | 5.8.2.M.4 | Distribution Board | LV main switchgear - 30 yrs; | m2 | 30 | 44-02 | MAIN SWITCH PANEL AT SUPPLY INTAKE | Y
ELECTRICAL INSTALLATIONS (EI) | 5.8.2 | Power Installations | 5.8.2.M.5 | UPS System | Reciprocating Engine | nr | 20 | NCT | POWER DISTRIBUTION UNIT (PDU) | Y
ELECTRICAL INSTALLATIONS (EI) | 5.8.2 | Power Installations | 5.8.2.M.5 | UPS System | Turbine Engine | nr | 20 | NCT | NON CORE TASK | Y
ELECTRICAL INSTALLATIONS (EI) | 5.8.2 | Power Installations | 5.8.2.M.5 | UPS System | UPS - Battery / Inverter | nr | 20 | 43-03 | BATTERIES - LEAD ACID - unsealed | Y
ELECTRICAL INSTALLATIONS (EI) | 5.8.2 | Power Installations | 5.8.2.M.5 | UPS System | UPS Inverter | nr | 20 | 43-05 | UNINTERRUPTIBLE POWER SUPPLIES | Y
ELECTRICAL INSTALLATIONS (EI) | 5.8.2 | Power Installations | 5.8.2.M.5 | UPS System | UPS - Batteries - Sealed | nr | 5 | 43-04 | BATTERY CHARGING EQUIPMENT | Y
ELECTRICAL INSTALLATIONS (EI) | 5.8.2 | Power Installations | 5.8.2.M.5 | UPS System | UPS - Capacitors | nr | 5 | 43-05 | BATTERIES - LEAD ACID - unsealed | Y
ELECTRICAL INSTALLATIONS (EI) | 5.8.2 | Power Installations | 5.8.2.M.5 | UPS System | UPS Diesel (DRUPS) | nr | 20 | NCT | NON CORE TASK | Y
ELECTRICAL INSTALLATIONS (EI) | 5.8.2 | Power Installations | 5.8.2.M.6 | Cables and wiring | Cables and wiring - Armoured cables and conduits | m2 | 35 | 44-04 | ARMOURED CABLES AND CONDUITS | Y
ELECTRICAL INSTALLATIONS (EI) | 5.8.2 | Power Installations | 5.8.2.M.6 | Cables and wiring | Cables and wiring - Ring main / sub-circuits - general | m2 | 20 | 44-08 | ELECTRICAL INSTALLATION - GENERALLY | Y
ELECTRICAL INSTALLATIONS (EI) | 5.8.2 | Power Installations | 5.8.2.M.6 | Cables and wiring | Cables and wiring - Ring main/ sub-circuits - spur outlets | m2 | 15 | 44-08 part | ELECTRICAL INSTALLATION - GENERALLY | Y
ELECTRICAL INSTALLATIONS (EI) | 5.8.2 | Power Installations | 5.8.2.M.6 | Cables and wiring | Cables and wiring - Three phase circuits - Power outlets | m2 | 15 | 44-09 | THREE PHASE CIRCUITS | Y
ELECTRICAL INSTALLATIONS (EI) | 5.8.2 | Power Installations | 5.8.2.M.8 | socket outlets | Fuse switches - Single phase | nr | 15 | 44-10 | ISOLATORS/STARTERS/FUSESWITCHES | Y
ELECTRICAL INSTALLATIONS (EI) | 5.8.2 | Power Installations | 5.8.2.M.8 | socket outlets | Fuse switches - Three phase | nr | 15 | 44-10 | ISOLATORS/STARTERS/FUSESWITCHES | Y
ELECTRICAL INSTALLATIONS (EI) | 5.8.2 | Power Installations | 5.8.2.M.8 | socket outlets | LV Protection System - MCB | nr | 15 | 44-10 | ISOLATORS/STARTERS/FUSESWITCHES | Y
ELECTRICAL INSTALLATIONS (EI) | 5.8.2 | Power Installations | 5.8.2.M.8 | socket outlets | LV Protection System - MCCB | nr | 15 | 44-10 | ISOLATORS/STARTERS/FUSESWITCHES | Y
ELECTRICAL INSTALLATIONS (EI) | 5.8.2 | Power Installations | 5.8.2.M.8 | socket outlets | LV Protection System - RCB | nr | 15 | 44-10 | ISOLATORS/STARTERS/FUSESWITCHES | Y
ELECTRICAL INSTALLATIONS (EI) | 5.8.2 | Power Installations | 5.8.2.M.8 | socket outlets | LV Protection System - RCD / RCCB | nr | 15 | 44-10 | ISOLATORS/STARTERS/FUSESWITCHES | Y
ELECTRICAL INSTALLATIONS (EI) | 5.8.2 | Power Installations | 5.8.2.M.8 | socket outlets | LV Protection System - SSOs | nr | 15 | 44-10 | ISOLATORS/STARTERS/FUSESWITCHES | Y
ELECTRICAL INSTALLATIONS (EI) | 5.8.2 | Power Installations | 5.8.2.M.10 | Sundry items | Emergency Shut Off button - Electrical Equip | nr | 10 | 14-18 | EMERGENCY STOP BUTTONS | Y
ELECTRICAL INSTALLATIONS (EI) | 5.8.2 | Power Installations | 5.8.2.M.11 | PAT testing | PAT testing | nr | 1 | 42-01 | PORTABLE APPLIANCE TESTING (PAT) | Y
ELECTRICAL INSTALLATIONS (EI) | 5.8.2 | Power Installations | 5.8.2.M.12 | Fixed wiring test | Fixed wiring test | % | 5 | 44-08 | ELECTRICAL INSTALLATION - GENERALLY | Y
ELECTRICAL INSTALLATIONS (EI) | 5.8.3 | Lighting installations | 5.8.3.M.1 | Light fittings - general | Light fittings Ext - Bulkhead | m2 | 15 | 36-04 | EXTERNAL LIGHTING including ILLUMINATED SIGNS | Y
ELECTRICAL INSTALLATIONS (EI) | 5.8.3 | Lighting installations | 5.8.3.M.1 | Light fittings - general | Light fittings Int - Batten Fluorescent | m2 | 20 | 36-03 | LIGHTING FITTINGS including LUMINAIRES general | Y
ELECTRICAL INSTALLATIONS (EI) | 5.8.3 | Lighting installations | 5.8.3.M.1 | Light fittings - general | Light fittings Int - Domestic | m2 | 20 | 36-03 | LIGHTING FITTINGS including LUMINAIRES general | Y
ELECTRICAL INSTALLATIONS (EI) | 5.8.3 | Lighting installations | 5.8.3.M.1 | Light fittings - general | Light fittings Int - Fluorescent | m2 | 20 | 36-03 | LIGHTING FITTINGS including LUMINAIRES general | Y
ELECTRICAL INSTALLATIONS (EI) | 5.8.3 | Lighting installations | 5.8.3.M.1 | Light fittings - general | Light fittings Int - High Bay Sodium | m2 | 20 | 36-03 | LIGHTING FITTINGS including LUMINAIRES general | Y
ELECTRICAL INSTALLATIONS (EI) | 5.8.3 | Lighting installations | 5.8.3.M.1 | Light fittings - general | Light fittings Int - Modular Fluorescent | m2 | 20 | 36-03 | LIGHTING FITTINGS including LUMINAIRES general | Y
ELECTRICAL INSTALLATIONS (EI) | 5.8.3 | Lighting installations | 5.8.3.M.1 | Light fittings - general | Light fittings Int - Office modular | m2 | 20 | 36-03 | LIGHTING FITTINGS including LUMINAIRES general | Y
ELECTRICAL INSTALLATIONS (EI) | 5.8.3 | Lighting installations | 5.8.3.M.1 | Light fittings - general | Light fittings Int - Tungsten | m2 | 20 | 36-03 | LIGHTING FITTINGS including LUMINAIRES general | Y
ELECTRICAL INSTALLATIONS (EI) | 5.8.3 | Lighting installations | 5.8.3.M.1 | Light fittings - general | Light fittings Int - Vapour Sealed | m2 | 20 | 36-03 | LIGHTING FITTINGS including LUMINAIRES general | Y
ELECTRICAL INSTALLATIONS (EI) | 5.8.3 | Lighting installations | 5.8.3.M.1 | Light fittings - general | Light fittings Int - Workshop/low spec | m2 | 20 | 36-03 | LIGHTING FITTINGS including LUMINAIRES general | Y
ELECTRICAL INSTALLATIONS (EI) | 5.8.3 | Lighting installations | 5.8.3.M.1 | Light fittings - general | Light fittings Internal - Halogen | m2 | 20 | 36-03 | LIGHTING FITTINGS including LUMINAIRES general | Y
ELECTRICAL INSTALLATIONS (EI) | 5.8.3 | Lighting installations | 5.8.3.M.2 | Emergency lighting | Emergency Lighting - | M2/nr | 25 | 37-01 | EMERGENCY LIGHTING self contained | Y
ELECTRICAL INSTALLATIONS (EI) | 5.8.3 | Lighting installations | 5.8.3.M.2 | Emergency lighting | Emergency Lighting - Bulkhead | M2/nr | 25 | 37-01 | EMERGENCY LIGHTING self contained | Y
ELECTRICAL INSTALLATIONS (EI) | 5.8.3 | Lighting installations | 5.8.3.M.2 | Emergency lighting | Emergency Lighting - Office | M2/nr | 25 | 37-02 | EMERGENCY LIGHTING externally powered | Y
ELECTRICAL INSTALLATIONS (EI) | 5.8.3 | Lighting installations | 5.8.3.M.2 | Emergency lighting | Emergency Lighting - Workshop | M2/nr | 25 | 37-02 | EMERGENCY LIGHTING externally powered | Y
ELECTRICAL INSTALLATIONS (EI) | 5.8.3 | Lighting installations | 5.8.3.M.2 | Emergency lighting | Light fittings Ext - Bulk - emergency | M2/nr | 25 | 37-01 | EMERGENCY LIGHTING self contained | Y
ELECTRICAL INSTALLATIONS (EI) | 5.8.3 | Lighting installations | 5.8.3.M.3 | External lighting | Light fittings Ext - Floodlight | m2 | 15 | 36-04 | EXTERNAL LIGHTING including ILLUMINATED SIGNS | Y
ELECTRICAL INSTALLATIONS (EI) | 5.8.3 | Lighting installations | 5.8.3.M.4 | Distribution boards | LV switchgear and Distribution boards | m2 | 25-30 | 44-07 | DISTRIBUTION BOARDS | Y
ELECTRICAL INSTALLATIONS (EI) | 5.8.3 | Lighting installations | 5.8.3.M.5 | Cables and wiring | Lighting Distribution Wiring | m2 | 15-20 | 44-04 | ARMOURED CABLES AND CONDUITS | Y
ELECTRICAL INSTALLATIONS (EI) | 5.8.3 | Lighting installations | 5.8.3.M.6 | Conduits and cable trunking | Conduits and cable trunking | m2 | 25-30 | 44-04 | ARMOURED CABLES AND CONDUITS | Y
ELECTRICAL INSTALLATIONS (EI) | 5.8.3 | Lighting installations | 5.8.3.M.7 | Light fittings | Fittings to lighting points | nr | 10 | 36-03 | LIGHTING FITTINGS including LUMINAIRES general | Y
ELECTRICAL INSTALLATIONS (EI) | 5.8.3 | Lighting installations | 5.8.3.M.8 | Lighting Switches | Lighting Switches | nr | 10 | 36-02 | LIGHTING-SWITCHES-INTERNAL AND EXTERNAL | Y
ELECTRICAL INSTALLATIONS (EI) | 5.8.3 | Lighting installations | 5.8.3.M.9 | Luminaires / lamps | Luminaires / lamps | M2/nr | TBD | 36-01 | INTRODUCTORY PROCEDURES | Y
ELECTRICAL INSTALLATIONS (EI) | 5.8.3 | Lighting installations | 5.8.3.M.10 | Lighting control equipment | PIR - Lighting | nr | 8 | 50-09 | OCCUPANCY and LIGHT SENSORS | Y
ELECTRICAL INSTALLATIONS (EI) | 5.8.3 | Lighting installations | 5.8.3.M.10 | Lighting control equipment | Time clock | nr | 10 | 14-08 | CONTROLLER TIMERS | Y
ELECTRICAL INSTALLATIONS (EI) | 5.8.4 | Specialist lighting installations | 5.8.4.M.1 | Illuminated display signs | Illuminated Signage | nr | 20 | 36-04 | EXTERNAL LIGHTING including ILLUMINATED SIGNS | Y
ELECTRICAL INSTALLATIONS (EI) | 5.8.4 | Specialist lighting installations | 5.8.4.M.2 | Studio Lighting | Specialist lighting - Studio | m2 | 20 | NCT | NON CORE TASK | Y
ELECTRICAL INSTALLATIONS (EI) | 5.8.4 | Specialist lighting installations | 5.8.4.M.3 | Auditorium lighting | Specialist lighting - Auditorium | m2 | 20 | NCT | NON CORE TASK | Y
ELECTRICAL INSTALLATIONS (EI) | 5.8.4 | Specialist lighting installations | 5.8.4.M.4 | Arena lighting | Specialist lighting - Arena | m2 | 15 | NCT | NON CORE TASK | Y
ELECTRICAL INSTALLATIONS (EI) | 5.8.4 | Specialist lighting installations | 5.8.4.M.5 | Operating theatre and other specialist lighting | Specialist lighting - Infra Red | m2 | 20 | NCT | NON CORE TASK | Y
ELECTRICAL INSTALLATIONS (EI) | 5.8.4 | Specialist lighting installations | 5.8.4.M.5 | Operating theatre and other specialist lighting | Specialist lighting - Operating Theatres | m2 | 20 | NCT | NON CORE TASK | Y
ELECTRICAL INSTALLATIONS (EI) | 5.8.4 | Specialist lighting installations | 5.8.4.M.5 | Operating theatre and other specialist lighting | Specialist lighting - Other | m2 | 20 | NCT | NON CORE TASK | Y
ELECTRICAL INSTALLATIONS (EI) | 5.8.4 | Specialist lighting installations | 5.8.4.M.6 | Distribution boards | LV switchgear and Distribution boards | m2 | 25-30 | 44-07 | DISTRIBUTION BOARDS | Y
ELECTRICAL INSTALLATIONS (EI) | 5.8.4 | Specialist lighting installations | 5.8.4.M.7 | Cables and wiring | Lighting Distribution Wiring | m2 | 15-20 | 44-04 | ARMOURED CABLES AND CONDUITS | Y
ELECTRICAL INSTALLATIONS (EI) | 5.8.4 | Specialist lighting installations | 5.8.4.M.8 | Conduits and cable trunking | Conduits and cable trunking | m2 | 25-30 | 44-04 | ARMOURED CABLES AND CONDUITS | Y
ELECTRICAL INSTALLATIONS (EI) | 5.8.4 | Specialist lighting installations | 5.8.4.M.9 | Light fittings | Fittings to lighting points | nr | 10 | 36-03 | LIGHTING FITTINGS including LUMINAIRES general | Y
ELECTRICAL INSTALLATIONS (EI) | 5.8.4 | Specialist lighting installations | 5.8.4.M.10 | Lighting Switches | Lighting Switches | nr | 10 | 36-02 | LIGHTING-SWITCHES-INTERNAL AND EXTERNAL | Y
ELECTRICAL INSTALLATIONS (EI) | 5.8.4 | Specialist lighting installations | 5.8.4.M.11 | Luminaires / lamps | Luminaires / lamps | m2 | TBD | 36-01 | INTRODUCTORY PROCEDURES | Y
ELECTRICAL INSTALLATIONS (EI) | 5.8.4 | Specialist lighting installations | 5.8.4.M.12 | Lighting gantries | Lighting gantries | nr | TBD | NCT | NCT | Y
ELECTRICAL INSTALLATIONS (EI) | 5.8.4 | Specialist lighting installations | 5.8.4.M.13 | Lighting control equipment | Lighting control equipment | nr | 10 | 14-08 | CONTROLLER TIMERS | Y
ELECTRICAL INSTALLATIONS (EI) | 5.8.5 | Local electricity generation systems | 5.8.5.1.M.1 | Stand by generator | Batteries - Sealed | nr | 5 | 43-03 | BATTERIES - LEAD ACID - unsealed | Y
ELECTRICAL INSTALLATIONS (EI) | 5.8.5 | Local electricity generation systems | 5.8.5.1.M.1 | Stand by generator | Batteries - Unsealed | nr | 20 | 43-03 | BATTERIES - LEAD ACID - unsealed | Y
ELECTRICAL INSTALLATIONS (EI) | 5.8.5 | Local electricity generation systems | 5.8.5.1.M.1 | Stand by generator | Battery Charger | nr | 20 | 43-04 | BATTERY CHARGING EQUIPMENT | Y
ELECTRICAL INSTALLATIONS (EI) | 5.8.5 | Local electricity generation systems | 5.8.5.1.M.1 | Stand by generator | Closed Transfer Switch (LTM) | nr | NLC | NCT | NCT | Y
ELECTRICAL INSTALLATIONS (EI) | 5.8.5 | Local electricity generation systems | 5.8.5.1.M.1 | Stand by generator | Control Panel - Electrical Generator | nr | 10 | 14-11 | MULTI-INPUT CONTROLLERS | Y
ELECTRICAL INSTALLATIONS (EI) | 5.8.5 | Local electricity generation systems | 5.8.5.1.M.1 | Stand by generator | Open Transfer Switch (ATS) | nr | 20 | 43-02 | POWER GENERATION--STAND-BY GENERATOR | Y
ELECTRICAL INSTALLATIONS (EI) | 5.8.5 | Local electricity generation systems | 5.8.5.1.M.1 | Stand by generator | Standby Generator | nr | 30 | 43-02 | POWER GENERATION--STAND-BY GENERATOR | Y
ELECTRICAL INSTALLATIONS (EI) | 5.8.5 | Local electricity generation systems | 5.8.5.1.M.1 | Stand by generator | Generator portable | nr | 30 | 43-02 | POWER GENERATION--STAND-BY GENERATOR | Y
ELECTRICAL INSTALLATIONS (EI) | 5.8.5 | Local electricity generation systems | 5.8.5.1.M.2 | Ancillary components | Ancillary components | nr | 15-20 | 44-04 | ARMOURED CABLES AND CONDUITS | Y
ELECTRICAL INSTALLATIONS (EI) | 5.8.5 | Local electricity generation systems | 5.8.5.5.M.2 | Photovoltaic devices | Solar Panel - Photovoltaic | nr | 25 | 43-06 | PHOTOVOLTAIC DEVICES, INCLUDING CELLS, PANELS, MODULES AND THE LIKE | Y
ELECTRICAL INSTALLATIONS (EI) | 5.8.5 | Local electricity generation systems | 5.8.5.4.M.7 | Sundry items | Battery Monitoring Equip. | nr | 20 | 43-03 | BATTERIES - LEAD ACID - unsealed | Y
ELECTRICAL INSTALLATIONS (EI) | 5.8.5 | Local electricity generation systems | 5.8.5.5.M.7 | Sundry items | Battery Monitoring Equip. | nr | 20 | 43-03 | BATTERIES - LEAD ACID - unsealed | Y
ELECTRICAL INSTALLATIONS (EI) | 5.8.6 | Earthing and bonding systems | 5.8.6.M.1 | Earthing and bonding cables | Earthing Bonding - Major | m2 | 30 | 44-06 | EARTHING | Y
ELECTRICAL INSTALLATIONS (EI) | 5.8.6 | Earthing and bonding systems | 5.8.6.M.2 | Lightning Conductor and Earth | Earthing and bonding components - protective conductors | m2 | 30 | Part of 44-06 | EARTHING | Y
ELECTRICAL INSTALLATIONS (EI) | 5.8.6 | Earthing and bonding systems | 5.8.6.M.2 | Lightning Conductor and Earth | Earthing and bonding components - earth clamps and tapes | m2 | NLC | Part of 44-06 | EARTHING | Y
ELECTRICAL INSTALLATIONS (EI) | 5.8.6 | Earthing and bonding systems | 5.8.6.M.2 | Lightning Conductor and Earth | Earthing and bonding components - clean earth bars | m2 | NLC | Part of 44-06 | EARTHING | Y
ELECTRICAL INSTALLATIONS (EI) | 5.8.6 | Earthing and bonding systems | 5.8.6.M.2 | Lightning Conductor and Earth | Earthing and bonding components - earth electrodes | m2 | 30 | Part of 44-06 | EARTHING | Y
ELECTRICAL INSTALLATIONS (EI) | 5.8.6 | Earthing and bonding systems | 5.8.6.M.2 | Lightning Conductor and Earth | Earthing and bonding components - earthing bus bars | m2 | 30 | Part of 44-06 | EARTHING | Y
ELECTRICAL INSTALLATIONS (EI) | 5.8.6 | Earthing and bonding systems | 5.8.6.M.2 | Lightning Conductor and Earth | Earthing and bonding components - earthing rod covers and boxed | m2 | 30 | Part of 44-06 | EARTHING | Y
ELECTRICAL INSTALLATIONS (EI) | 5.8.6 | Earthing and bonding systems | 5.8.6.M.2 | Lightning Conductor and Earth | Earthing and bonding components - equipotential bonding | m2 | NLC | Part of 44-06 | EARTHING | Y
FUEL INSTALLATIONS | 5.9.1 | Fuel storage | 5.9.1.M.1 | Fuel systems | Fuel systems - Biomas | nr | 30 | 56-05 | STORAGE TANKS - OIL | Y
FUEL INSTALLATIONS (FI) | 5.9.1 | Fuel storage | 5.9.1.M.1 | Fuel systems | Fuel systems - Oil | nr | 30 | 56-05 | STORAGE TANKS - OIL | Y
FUEL INSTALLATIONS (FI) | 5.9.1 | Fuel storage | 5.9.1.M.1 | Fuel systems | Fuel systems - Diesel | nr | 30 | 56-05 | STORAGE TANKS - OIL | Y
FUEL INSTALLATIONS (FI) | 5.9.1 | Fuel storage | 5.9.1.M.1 | Fuel systems | Fuel systems - LPG | nr | 30 | 56-04 | STORAGE TANKS - LIQUEFIED PETROLEUM GAS (LPG) | Y
FUEL INSTALLATIONS (FI) | 5.9.1 | Fuel storage | 5.9.1.M.2 | Fuel storage tanks | Oil Storage Tank - Mild Steel | nr | 30 | 56-05 | STORAGE TANKS - OIL | Y
FUEL INSTALLATIONS (FI) | 5.9.1 | Fuel storage | 5.9.1.M.2 | Fuel storage tanks | Oil Storage Tank - Plastic | nr | 30 | 56-05 | STORAGE TANKS - OIL | Y
FUEL INSTALLATIONS (FI) | 5.9.1 | Fuel storage | 5.9.1.M.2 | Fuel storage tanks | Oil fuel handling plant | nr | 15 | NCT | NCT | Y
FUEL INSTALLATIONS (FI) | 5.9.1 | Fuel storage | 5.9.1.M.2 | Fuel storage tanks | Diesel storage system | nr | 30 | NCT | NCT | Y
FUEL INSTALLATIONS (FI) | 5.9.2 | Fuel distribution systems | 5.9.2.M.2 | Pipelines and fittings | Gas Pipework | m2 | 30 | 40-10 | PIPEWORK FOR LOW PRESSURE NATURAL GAS, LIQUEFIED PETROLEUM GAS (LPG) OR OIL | Y
FUEL INSTALLATIONS (FI) | 5.9.2 | Fuel distribution systems | 5.9.2.M.2 | Pipelines and fittings | Oil Pipework | m2 | 30 | 40-10 | PIPEWORK FOR LOW PRESSURE NATURAL GAS, LIQUEFIED PETROLEUM GAS (LPG) OR OIL | Y
FUEL INSTALLATIONS (FI) | 5.9.2 | Fuel distribution systems | 5.9.2.M.3 | Pumps | Oil Pump | nr | 20 | 45-01 | PUMPS - General | Y
FUEL INSTALLATIONS (FI) | 5.9.2 | Fuel distribution systems | 5.9.2.M.3 | Pumps | Rotary Hand pump | nr | 20 | 45-05 | ROTARY HAND PUMPS | Y
FUEL INSTALLATIONS (FI) | 5.9.2 | Fuel distribution systems | 5.9.2.M.3 | Valves | Fuel Valves - Check | nr | 25 | 61-01 | VALVES | Y
FUEL INSTALLATIONS (FI) | 5.9.2 | Fuel distribution systems | 5.9.2.M.3 | Valves | Fuel Valves - Gate | nr | 25 | 61-01 | VALVES | Y
FUEL INSTALLATIONS (FI) | 5.9.2 | Fuel distribution systems | 5.9.2.M.4 | Gas distribution components | Gas Booster Set | m2 | 20 | 05-39 | GAS BOOSTER SETS | Y
FUEL INSTALLATIONS (FI) | 5.9.2 | Fuel distribution systems | 5.9.2.M.4 | Gas distribution components | Meter - Fuel | m2 | 20 | NCT | NON CORE TASK | Y
FUEL INSTALLATIONS (FI) | 5.9.2 | Fuel distribution systems | 5.9.2.M.4 | Gas distribution components | Regulator / Gas Valves | nr | 30 | 05-40 | GAS GOVERNOR OR GAS REGULATOR | Y
FUEL INSTALLATIONS (FI) | 5.9.2 | Fuel distribution systems | 5.9.2.M.5 | Terminal control equipment | Terminal control equipment | m2 | 10 | NCT | NO PPM | Y
FUEL INSTALLATIONS (FI) | 5.9.2 | Fuel distribution systems | 5.9.2.M.6 | Thermal insulation | Thermal insulation | m2 | 30 | 35-01 | THERMAL INSULATION | Y
FUEL INSTALLATIONS (FI) | 5.9.2 | Fuel distribution systems | 5.9.2.M.7 | Monitoring equipment | Monitoring equipment. | m2 | 10 | NCT | NO PPM | Y
LIFT & CONVEYOR INSTALLATIONS | 5.10.1 | Lifts and enclosed hoists | 5.10.1.M.1 | Lifts | Lifts - Electric Traction | nr | 20 | NCT | NON CORE TASK | Y
LIFT & CONVEYOR INSTALLATIONS (LCI) | 5.10.1 | Lifts and enclosed hoists | 5.10.1.M.1 | Lifts | Lifts - Hydraulic | nr | 15 | NCT | NON CORE TASK | Y
LIFT & CONVEYOR INSTALLATIONS (LCI) | 5.10.1 | Lifts and enclosed hoists | 5.10.1.M.1 | Lifts | Lifts - Pulley | nr | 15 | NCT | NON CORE TASK | Y
LIFT & CONVEYOR INSTALLATIONS (LCI) | 5.10.1 | Lifts and enclosed hoists | 5.10.1.M.2 | Fire fighting lifts | Lifts - Fire Fighters | nr | 20 | NCT | NON CORE TASK | Y
LIFT & CONVEYOR INSTALLATIONS (LCI) | 5.10.1 | Lifts and enclosed hoists | 5.10.1.M.3 | Wall climbing lifts | Lifts - Wall Climbing | nr | 20 | NCT | NON CORE TASK | Y
LIFT & CONVEYOR INSTALLATIONS (LCI) | 5.10.1 | Lifts and enclosed hoists | 5.10.1.M.4 | Gantries | Atrium Gantry | nr | 30 | NCT | NON CORE TASK | Y
LIFT & CONVEYOR INSTALLATIONS (LCI) | 5.10.1 | Lifts and enclosed hoists | 5.10.1.M.5 | Lift Controls | Controller - Lift | nr | 20 | NCT | NON CORE TASK - CONTROLLER LIFT | Y
LIFT & CONVEYOR INSTALLATIONS (LCI) | 5.10.1 | Lifts and enclosed hoists | 5.10.1.M.5 | Lift Controls | Emergency Shut Off - Lift | nr | 10 | 88-01 | New Task | Y
LIFT & CONVEYOR INSTALLATIONS (LCI) | 5.10.1 | Lifts and enclosed hoists | 5.10.1.M.6 | Hoists | Dumb Waiter | nr | 20 | NCT - 5.10.1.6 | NON CORE TASK - DUMB WAITER | Y
LIFT & CONVEYOR INSTALLATIONS (LCI) | 5.10.1 | Lifts and enclosed hoists | 5.10.1.M.6 | Hoists (H) | Complete hoist installation | nr | 20 | NCT - 5.10.1.7 | NON CORE TASK - COMPLETE HOIST INSTALLATION | Y
LIFT & CONVEYOR INSTALLATIONS (LCI) | 5.10.1 | Lifts and enclosed hoists | 5.10.1.M.7 | Lift Controls | Controller - Lift | nr | 20 | NCT | NON CORE TASK | Y
LIFT & CONVEYOR INSTALLATIONS (LCI) | 5.10.1 | Lifts and enclosed hoists | 5.10.1.M.8 | Sundry items | Lift Motor | nr | 15 | 39-01 | MOTORS- DRIVE ELEMENTS | Y
LIFT & CONVEYOR INSTALLATIONS (LCI) | 5.10.2 | Escalators | 5.10.2.M.1 | Escalator | Escalator | nr | 30 | NCT | NON CORE TASK | Y
LIFT & CONVEYOR INSTALLATIONS (LCI) | 5.10.2 | Escalators | 5.10.2.M.2 | Ancillary components | Ancillary components - Under step lighting | nr | 20 | NCT | NON CORE TASK | Y
LIFT & CONVEYOR INSTALLATIONS (LCI) | 5.10.2 | Escalators | 5.10.2.M.2 | Ancillary components | Ancillary components - Under handrail lighting | nr | 20 | NCT | NON CORE TASK | Y
LIFT & CONVEYOR INSTALLATIONS (LCI) | 5.10.2 | Escalators | 5.10.2.M.2 | Ancillary components | Ancillary components - Balustrades | nr | 20 | NCT | NON CORE TASK | Y
LIFT & CONVEYOR INSTALLATIONS (LCI) | 5.10.2 | Escalators | 5.10.2.M.2 | Ancillary components | Ancillary components - Cladding (to sides and soffits) | nr | 20 | NCT | NON CORE TASK | Y
LIFT & CONVEYOR INSTALLATIONS (LCI) | 5.10.2 | Escalators | 5.10.2.M.2 | Ancillary components | Ancillary components - Chairs | nr | 20 | NCT | NON CORE TASK | Y
LIFT & CONVEYOR INSTALLATIONS (LCI) | 5.10.2 | Escalators | 5.10.2.M.3 | Escalator Controls | Controls and electrical works | nr | 20 | NCT | NON CORE TASK | Y
LIFT & CONVEYOR INSTALLATIONS (LCI) | 5.10.3 | Moving Pavements | 5.10.3.M.3 | Stair lifts | Stair lifts | nr | 20 | NCT | NON CORE TASK | Y
LIFT & CONVEYOR INSTALLATIONS (LCI) | 5.10.3 | Moving Pavements | 5.10.3.M.4 | Escalator Controls | Controls and electrical works | nr | 20 | NCT | NON CORE TASK | Y
LIFT & CONVEYOR INSTALLATIONS (LCI) | 5.10.4 | Powered stair lifts | 5.10.4.M.1 | Stair lifts | Lifts - Wheelchair | nr | 20 | NCT | NON CORE TASK | Y
LIFT & CONVEYOR INSTALLATIONS (LCI) | 5.10.4 | Powered stair lifts | 5.10.4.M.1 | Stair lifts | Stair Lift | nr | 20 | NCT | NON CORE TASK | Y
LIFT & CONVEYOR INSTALLATIONS (LCI) | 5.10.4 | Powered stair lifts | 5.10.4.M.2 | Stair-lift Controls | Controls and electrical works | nr | 20 | NCT | NON CORE TASK | Y
LIFT & CONVEYOR INSTALLATIONS (LCI) | 5.10.5 | Conveyors | 5.10.5.M.1 | Conveyor systems | Conveyor systems | nr | 20 | NCT | NON CORE TASK | Y
LIFT & CONVEYOR INSTALLATIONS (LCI) | 5.10.5 | Conveyors | 5.10.5.M.2 | Specialist conveyor systems | Specialist systems | nr | 20 | NCT | NON CORE TASK | Y
LIFT & CONVEYOR INSTALLATIONS (LCI) | 5.10.5 | Conveyors | 5.10.5.M.3 | Controls components | Controls and electrical works | nr | 20 | NCT | NON CORE TASK | Y
LIFT & CONVEYOR INSTALLATIONS (LCI) | 5.10.6 | Dock levellers and scissor lifts | 5.10.6.M.1 | Dock levellers | Loading Platforms | nr | 25 | NCT | NON CORE TASK | Y
LIFT & CONVEYOR INSTALLATIONS (LCI) | 5.10.6 | Dock levellers and scissor lifts | 5.10.6.M.2 | Scissor lifts | Scissor Lift | nr | 25 | NCT | NON CORE TASK | Y
LIFT & CONVEYOR INSTALLATIONS (LCI) | 5.10.6 | Dock levellers and scissor lifts | 5.10.6.M.3 | Dock Leveller Controls | Controls and electrical works | nr | 20 | NCT | NON CORE TASK | Y
LIFT & CONVEYOR INSTALLATIONS (LCI) | 5.10.7 | Cranes and unenclosed hoists | 5.10.7.M.3 | Unenclosed Hoists and Cradles | Fork Lift | nr | 20 | NCT | NON CORE TASK | Y
LIFT & CONVEYOR INSTALLATIONS (LCI) | 5.10.7 | Cranes and unenclosed hoists | 5.10.7.M.3 | Unenclosed Hoists and Cradles | Hoists & Cradles | nr | 30 | NCT | NON CORE TASK | Y
LIFT & CONVEYOR INSTALLATIONS (LCI) | 5.10.7 | Cranes and unenclosed hoists | 5.10.7.M.3 | Unenclosed Hoists and Cradles | Lifting Beam | nr | 20 | NCT | NON CORE TASK | Y
LIFT & CONVEYOR INSTALLATIONS (LCI) | 5.10.7 | Cranes and unenclosed hoists | 5.10.7.M.3 | Unenclosed Hoists and Cradles | Pallet Truck | nr | 20 | NCT | NON CORE TASK | Y
LIFT & CONVEYOR INSTALLATIONS (LCI) | 5.10.7 | Cranes and unenclosed hoists | 5.10.7.M.4 | Hoist controls | Controls and electrical works | nr | 20 | NCT | NON CORE TASK | Y
LIFT & CONVEYOR INSTALLATIONS (LCI) | 5.10.10 | Other transport systems | 5.10.10.M.1 | Paternoster lifts | Paternoster lifts | nr | 20 | NCT | NON CORE TASK | Y
LIFT & CONVEYOR INSTALLATIONS (LCI) | 5.10.10 | Other transport systems | 5.10.10.M.2 | Hoists for moving people with disability | Hoists for moving people with disability | nr | 20 | NCT | NON CORE TASK | Y
LIFT & CONVEYOR INSTALLATIONS (LCI) | 5.10.10 | Other transport systems | 5.10.10.M.3 | Other transport systems | Other transport systems | nr | 20 | NCT | NON CORE TASK | Y
LIFT & CONVEYOR INSTALLATIONS (LCI) | 5.10.10 | Other transport systems | 5.10.10.M.4 | Control components | Control components | nr | 20 | NCT | NON CORE TASK | Y
FIRE & LIGHTNING PROTECTION | 5.11.1 | Fire fighting systems | 5.11.1.M.1 | Fire Hose reels | Hose Reel Booster set | nr | 20 | 23-02 | HOSE REELS PRESSURE BOOSTING SETS | Y
FIRE & LIGHTNING PROTECTION (FLP) | 5.11.1 | Fire fighting systems | 5.11.1.M.1 | Fire Hose reels | Hose Reels | nr | 15 | 23-03 | HOSE REELS - Static or Swinging | Y
FIRE & LIGHTNING PROTECTION (FLP) | 5.11.1 | Fire fighting systems | 5.11.1.M.2 | Dry riser | Dry Riser (incl Landing Valves) | nr | 25 | 23-04 | RISING FIRE MAINS and HYDRANTS | Y
FIRE & LIGHTNING PROTECTION (FLP) | 5.11.1 | Fire fighting systems | 5.11.1.M.3 | Wet riser | Wet Riser incl Landing Valves | nr | 20 | 23-04 | RISING FIRE MAINS and HYDRANTS | Y
FIRE & LIGHTNING PROTECTION (FLP) | 5.11.1 | Fire fighting systems | 5.11.1.M.4 | Pipelines and fittings | Pipelines and fittings | m² | 20 | 40-01 | PIPEWORK SYSTEMS - General | Y
FIRE & LIGHTNING PROTECTION (FLP) | 5.11.1 | Fire fighting systems | 5.11.1.M.4 | Pipelines and fittings | Pipelines and fittings - Pressure measurement sensor | m² | 10 | 50-02 | PRESSURE MEASUREMENT SENSORS - static and differential | Y
FIRE & LIGHTNING PROTECTION (FLP) | 5.11.1 | Fire fighting systems | 5.11.1.M.5 | Thermal insulation | Thermal insulation | m² | 20 | 35-01 | THERMAL INSULATION | Y
FIRE & LIGHTNING PROTECTION (FLP) | 5.11.1 | Fire fighting systems | 5.11.1.M.6 | Control components | Control components | nr | 20 | 14-12 | INDICATORS AND DISPLAYS | Y
FIRE & LIGHTNING PROTECTION (FLP) | 5.11.1 | Fire fighting systems | 5.11.1.M.7 | Fire and smoke protection curtains | Fire and smoke protection curtains | m² | 20 | NCT | NON CORE TASK | Y
FIRE & LIGHTNING PROTECTION (FLP) | 5.11.2 | Fire suppression systems | 5.11.1.M.1 | Fire Hose reels | Sprinkler Booster set | nr | 20 | 23-14 | SPRINKLER SYSTEMS | Y
FIRE & LIGHTNING PROTECTION (FLP) | 5.11.2 | Fire suppression systems | 5.11.1.M.1 | Fire Hose reels | Sprinkler System - Alternate | m2 | 25 | 23-14 | SPRINKLER SYSTEMS | Y
FIRE & LIGHTNING PROTECTION (FLP) | 5.11.2 | Fire suppression systems | 5.11.2.M.1 | Sprinkler system | Kitchen Hood Fire Supression | nr | 20 | 23-16 | KITCHEN HOOD FIRE SUPPRESSION | Y
FIRE & LIGHTNING PROTECTION (FLP) | 5.11.2 | Fire suppression systems | 5.11.2.M.1 | Sprinkler system | Sprinkler System - Wet | m2 | 25 | 23-14 | SPRINKLER SYSTEMS | Y
FIRE & LIGHTNING PROTECTION (FLP) | 5.11.2 | Fire suppression systems | 5.11.2.M.2 | Deluge system | Sprinkler System - Deluge | m2 | 20 | 23-14 | SPRINKLER SYSTEMS | Y
FIRE & LIGHTNING PROTECTION (FLP) | 5.11.2 | Fire suppression systems | 5.11.2.M.3 | Gas Fire Fighting Injection | Gas Injection System | m2 | 15 | 23-05 | Gas Extinguishing systems | Y
FIRE & LIGHTNING PROTECTION (FLP) | 5.11.2 | Fire suppression systems | 5.11.2.M.4 | Foam Dispensing Fire Fighting System | Foam Dispensing System | m2 | 15 | 23-07 | EXPANSION FOAM SYSTEMS | Y
FIRE & LIGHTNING PROTECTION (FLP) | 5.11.2 | Fire suppression systems | 5.11.2.M.5 | Pipelines and fittings | Pipelines and fittings | nr | 20 | 40-01 | PIPEWORK SYSTEMS - General | Y
FIRE & LIGHTNING PROTECTION (FLP) | 5.11.2 | Fire suppression systems | 5.11.2.M.6 | Tanks | Water Storage Tanks - Fibreglass | nr | 25 | 56-02 | COLD WATER STORAGE TANKS and CISTERNS | Y
FIRE & LIGHTNING PROTECTION (FLP) | 5.11.2 | Fire suppression systems | 5.11.2.M.6 | Tanks | Water Storage Tanks - Galvanised Metal | nr | 25 | 56-02 | COLD WATER STORAGE TANKS and CISTERNS | Y
FIRE & LIGHTNING PROTECTION (FLP) | 5.11.2 | Fire suppression systems | 5.11.2.M.6 | Tanks | Water Storage Tanks - GRP | nr | 25 | 56-02 | COLD WATER STORAGE TANKS and CISTERNS | Y
FIRE & LIGHTNING PROTECTION (FLP) | 5.11.2 | Fire suppression systems | 5.11.2.M.6 | Tanks | Water Storage Tanks - Polypropylene | nr | 25 | 56-02 | COLD WATER STORAGE TANKS and CISTERNS | Y
FIRE & LIGHTNING PROTECTION (FLP) | 5.11.2 | Fire suppression systems | 5.11.2.M.7 | Thermal insulation | Thermal insulation | m² | 20 | 35-01 | THERMAL INSULATION | Y
FIRE & LIGHTNING PROTECTION (FLP) | 5.11.2 | Fire suppression systems | 5.11.2.M.8 | Control components | Control components | nr | 20 | 14-12 | INDICATORS AND DISPLAYS | Y
FIRE & LIGHTNING PROTECTION (FLP) | 5.11.3 | Lightning protection | 5.11.3.M.1 | Lightning protection | Lightning protection and other tape based systems | m2 | 60 | 38-01 | LIGHTNING CONDUCTOR AND EARTH | Y
FIRE & LIGHTNING PROTECTION (FLP) | 5.11.3 | Lightning protection | 5.11.3.M.1 | Lightning protection (LP) | Lightning conductor & earth protection | m2 | 30 | 38-01 | LIGHTNING CONDUCTOR AND EARTH | Y
FIRE & LIGHTNING PROTECTION (FLP) | 5.11.3 | Lightning protection | 5.11.3.M.1 | Lightning protection (LP) | Finials. | m2 | 30 | 38-01 | LIGHTNING CONDUCTOR AND EARTH | Y
FIRE & LIGHTNING PROTECTION (FLP) | 5.11.3 | Lightning protection | 5.11.3.M.1 | Lightning protection (LP) | Conductor tapes. | m2 | 30 | 38-01 | LIGHTNING CONDUCTOR AND EARTH | Y
FIRE & LIGHTNING PROTECTION (FLP) | 5.11.3 | Lightning protection | 5.11.3.M.1 | Lightning protection (LP) | Grounding/ earthing | m2 | 30 | 38-01 | LIGHTNING CONDUCTOR AND EARTH | Y
COMMUNICATION, SECURITY & CONTROL INSTALLATIONS | 5.12.1 | Communication systems | 5.12.1.M.1 | Telecommunication systems | General communication and PA systems | m2 | 10 | NCT | NON CORE TASK | Y
COMMUNICATION, SECURITY & CONTROL INSTALLATIONS (CSC) | 5.12.1 | Communication systems | 5.12.1.M.2 | Data transmission systems | Computer networking, modems etc | m2 | 10 | NCT | NON CORE TASK | Y
COMMUNICATION, SECURITY & CONTROL INSTALLATIONS (CSC) | 5.12.1 | Communication systems | 5.12.1.M.2 | Data transmission systems | Multiplexes data terminals | m2 | 10 | NCT | NON CORE TASK | Y
COMMUNICATION, SECURITY & CONTROL INSTALLATIONS (CSC) | 5.12.1 | Communication systems | 5.12.1.M.2 | Data transmission systems | data bus systems | m2 | 10 | NCT | NON CORE TASK | Y
COMMUNICATION, SECURITY & CONTROL INSTALLATIONS (CSC) | 5.12.1 | Communication systems | 5.12.1.M.3 | Paging and emergency call systems | Deaf Alerter | m2 | 5 | NCT | NON CORE TASK | Y
COMMUNICATION, SECURITY & CONTROL INSTALLATIONS (CSC) | 5.12.1 | Communication systems | 5.12.1.M.3 | Paging and emergency call systems | Disabled Alarm - Refuge | m2 | 10 | NCT | NON CORE TASK | Y
COMMUNICATION, SECURITY & CONTROL INSTALLATIONS (CSC) | 5.12.1 | Communication systems | 5.12.1.M.3 | Paging and emergency call systems | Disabled Alarm - Toilet | m2 | 10 | NCT | NON CORE TASK | Y
COMMUNICATION, SECURITY & CONTROL INSTALLATIONS (CSC) | 5.12.1 | Communication systems | 5.12.1.M.3 | Paging and emergency call systems | Aerials, radio and paging equipment | m2 | 5 | NCT | NON CORE TASK | Y
COMMUNICATION, SECURITY & CONTROL INSTALLATIONS (CSC) | 5.12.1 | Communication systems | 5.12.1.M.3 | Paging and emergency call systems | Emergency call buttons, pull cords etc | m2 | 5 | NCT | NON CORE TASK | Y
COMMUNICATION, SECURITY & CONTROL INSTALLATIONS (CSC) | 5.12.1 | Communication systems | 5.12.1.M.3 | Paging and emergency call systems | Personal Receivers | m2 | 5 | NCT | NON CORE TASK | Y
COMMUNICATION, SECURITY & CONTROL INSTALLATIONS (CSC) | 5.12.1 | Communication systems | 5.12.1.M.4 | Public Address System | Hearing Loop Systems - Induction Type | m2 | 10 | NCT | NON CORE TASK | Y
COMMUNICATION, SECURITY & CONTROL INSTALLATIONS (CSC) | 5.12.1 | Communication systems | 5.12.1.M.4 | Public Address System | Hearing Loop Systems - Infra Red Type | m2 | 10 | NCT | NON CORE TASK | Y
COMMUNICATION, SECURITY & CONTROL INSTALLATIONS (CSC) | 5.12.1 | Communication systems | 5.12.1.M.4 | Public Address System | Public Address System | m2 | 20 | 11-01 | COMMUNICATIONS - PUBLIC ADDRESS SYSTEMS | Y
COMMUNICATION, SECURITY & CONTROL INSTALLATIONS (CSC) | 5.12.1 | Communication systems | 5.12.1.M.4 | Public Address System | Background noise systems | m2 | 10 | NCT | NON CORE TASK | Y
COMMUNICATION, SECURITY & CONTROL INSTALLATIONS (CSC) | 5.12.1 | Communication systems | 5.12.1.M.4 | Public Address System | Microphones, amplifiers and speakers | m2 | 10 | NCT | NON CORE TASK | Y
COMMUNICATION, SECURITY & CONTROL INSTALLATIONS (CSC) | 5.12.1 | Communication systems | 5.12.1.M.4 | Public Address System | Indicator boards | m2 | 10 | NCT | NON CORE TASK | Y
COMMUNICATION, SECURITY & CONTROL INSTALLATIONS (CSC) | 5.12.1 | Communication systems | 5.12.1.M.5 | Radio systems | Radio systems | m2 | 10 | NCT | NON CORE TASK | Y
COMMUNICATION, SECURITY & CONTROL INSTALLATIONS (CSC) | 5.12.1 | Communication systems | 5.12.1.M.6 | Projection systems | Cinematographic Equipment | nr | 10 | NCT | NON CORE TASK | Y
COMMUNICATION, SECURITY & CONTROL INSTALLATIONS (CSC) | 5.12.1 | Communication systems | 5.12.1.M.6 | Projection systems | Rolling Ticker Tape Display | nr | 10 | NCT | NON CORE TASK | Y
COMMUNICATION, SECURITY & CONTROL INSTALLATIONS (CSC) | 5.12.1 | Communication systems | 5.12.1.M.6 | Projection systems | Fixed and portable projectors | nr | 10 | NCT | NON CORE TASK | Y
COMMUNICATION, SECURITY & CONTROL INSTALLATIONS (CSC) | 5.12.1 | Communication systems | 5.12.1.M.6 | Projection systems | Screens & back projection equipment | nr | 10 | NCT | NON CORE TASK | Y
COMMUNICATION, SECURITY & CONTROL INSTALLATIONS (CSC) | 5.12.1 | Communication systems | 5.12.1.M.6 | Projection systems | Sound equipment | nr | 10 | NCT | NON CORE TASK | Y
COMMUNICATION, SECURITY & CONTROL INSTALLATIONS (CSC) | 5.12.1 | Communication systems | 5.12.1.M.7 | Fire detection and alarm systems | Fire Alarm Local Display Warning Panel | m2 | 15 | 22-01, 22-02 | FIRE ALARM SYSTEM | Y
COMMUNICATION, SECURITY & CONTROL INSTALLATIONS (CSC) | 5.12.1 | Communication systems | 5.12.1.M.7 | Fire detection and alarm systems | Fire Alarm Panel | m2 | 15 | 22-01, 22-02 | FIRE ALARM SYSTEM | Y
COMMUNICATION, SECURITY & CONTROL INSTALLATIONS (CSC) | 5.12.1 | Communication systems | 5.12.1.M.7 | Fire detection and alarm systems | Fire Alarm Repeater Panel | m2 | 15 | 22-01, 22-02 | FIRE ALARM SYSTEM | Y
COMMUNICATION, SECURITY & CONTROL INSTALLATIONS (CSC) | 5.12.1 | Communication systems | 5.12.1.M.7 | Fire detection and alarm systems | Fire Alarm Wiring | m2 | 15 | 22-01, 22-02 | FIRE ALARM SYSTEM | Y
COMMUNICATION, SECURITY & CONTROL INSTALLATIONS (CSC) | 5.12.1 | Communication systems | 5.12.1.M.7 | Fire detection and alarm systems | Carbon Dioxide Sensor | m2 | 15 | 22-01, 22-02 | FIRE ALARM SYSTEM | Y
COMMUNICATION, SECURITY & CONTROL INSTALLATIONS (CSC) | 5.12.1 | Communication systems | 5.12.1.M.8 | Smoke detection | Heat Detectors | m2 | 10 | 50-10 | SMOKE DETECTORS | Y
COMMUNICATION, SECURITY & CONTROL INSTALLATIONS (CSC) | 5.12.1 | Communication systems | 5.12.1.M.8 | Smoke detection | PIR - Intruder | nr | 8 | 50-09 | OCCUPANCY and LIGHT SENSORS | Y
COMMUNICATION, SECURITY & CONTROL INSTALLATIONS (CSC) | 5.12.1 | Communication systems | 5.12.1.M.8 | Smoke detection | Smoke Detector - Infrared Beam | m2 | 10 | 50-10 | SMOKE DETECTORS | Y
COMMUNICATION, SECURITY & CONTROL INSTALLATIONS (CSC) | 5.12.1 | Communication systems | 5.12.1.M.8 | Smoke detection | Smoke Detectors | m2 | 10 | 50-10 | SMOKE DETECTORS | Y
COMMUNICATION, SECURITY & CONTROL INSTALLATIONS (CSC) | 5.12.1 | Communication systems | 5.12.1.M.9 | Liquid detection alarms | Leak Detection | m2 | 10 | NCT | NON CORE TASK | Y
COMMUNICATION, SECURITY & CONTROL INSTALLATIONS (CSC) | 5.12.1 | Communication systems | 5.12.1.M.10 | Clock | Clock | nr | 15 | NCT | NON CORE TASK | Y
COMMUNICATION, SECURITY & CONTROL INSTALLATIONS (CSC) | 5.12.1 | Communication systems | 5.12.1.M.11 | Radios | Radios | m2 | NLC | NCT | NON CORE TASK | Y
COMMUNICATION, SECURITY & CONTROL INSTALLATIONS (CSC) | 5.12.1 | Communication systems | 5.12.1.M.12 | Television systems | Aerial and Dish | m2 | 10 | NCT | NON CORE TASK | Y
COMMUNICATION, SECURITY & CONTROL INSTALLATIONS (CSC) | 5.12.1 | Communication systems | 5.12.1.M.14 | Other communication systems | Batteries - Unsealed | m2 | 5 | 43-03 | BATTERIES - LEAD ACID - unsealed | Y
COMMUNICATION, SECURITY & CONTROL INSTALLATIONS (CSC) | 5.12.1 | Communication systems | 5.12.1.M.14 | Other communication systems | Battery Charger | m2 | 20 | 43-04 | BATTERY CHARGING EQUIPMENT | Y
COMMUNICATION, SECURITY & CONTROL INSTALLATIONS (CSC) | 5.12.1 | Communication systems | 5.12.1.M.14 | Other communication systems | Lone Working System | m2 | 15 | NCT | NON CORE TASK | Y
COMMUNICATION, SECURITY & CONTROL INSTALLATIONS (CSC) | 5.12.1 | Communication systems | 5.12.1.M.14 | Other communication systems | Radios | m2 | 10 | NCT | NON CORE TASK | Y
COMMUNICATION, SECURITY & CONTROL INSTALLATIONS (CSC) | 5.12.1 | Communication systems | 5.12.1.M.14 | Other communication systems | TV Monitors | m2 | NLC | NCT | NON CORE TASK | Y
COMMUNICATION, SECURITY & CONTROL INSTALLATIONS (CSC) | 5.12.2 | Security systems | 5.12.2.M.1 | Surveillance equipment | Security Cameras - PTZ | nr/m2 | 15 | NCT | NON CORE TASK | Y
COMMUNICATION, SECURITY & CONTROL INSTALLATIONS (CSC) | 5.12.2 | Security systems | 5.12.2.M.1 | Surveillance equipment | Security Cameras - PTZ Dome | nr/m2 | 15 | NCT | NON CORE TASK | Y
COMMUNICATION, SECURITY & CONTROL INSTALLATIONS (CSC) | 5.12.2 | Security systems | 5.12.2.M.1 | Surveillance equipment | Security Cameras - Static | nr/m2 | 15 | NCT | NON CORE TASK | Y
COMMUNICATION, SECURITY & CONTROL INSTALLATIONS (CSC) | 5.12.2 | Security systems | 5.12.2.M.1 | Surveillance equipment | Security Cameras - Static Dome | nr/m2 | 15 | NCT | NON CORE TASK | Y
COMMUNICATION, SECURITY & CONTROL INSTALLATIONS (CSC) | 5.12.2 | Security systems | 5.12.2.M.1 | Surveillance equipment | Surveillance equipment (e.g. CCTV) | nr/m2 | 15 | NCT | NON CORE TASK | Y
COMMUNICATION, SECURITY & CONTROL INSTALLATIONS (CSC) | 5.12.2 | Security systems | 5.12.2.M.2 | Security detection equipment | Electric Locking | nr/m2 | 10 | NCT | NON CORE TASK | Y
COMMUNICATION, SECURITY & CONTROL INSTALLATIONS (CSC) | 5.12.2 | Security systems | 5.12.2.M.2 | Security detection equipment | Intruder Alarm | nr/m2 | 15 | NCT | NON CORE TASK | Y
COMMUNICATION, SECURITY & CONTROL INSTALLATIONS (CSC) | 5.12.2 | Security systems | 5.12.2.M.2 | Security detection equipment | Metal Detector Portal | nr/m2 | 10 | NCT | NON CORE TASK | Y
COMMUNICATION, SECURITY & CONTROL INSTALLATIONS (CSC) | 5.12.2 | Security systems | 5.12.2.M.2 | Security detection equipment | Panic Alarm | nr/m2 | 15 | NCT | NON CORE TASK | Y
COMMUNICATION, SECURITY & CONTROL INSTALLATIONS (CSC) | 5.12.2 | Security systems | 5.12.2.M.2 | Security detection equipment | RedCARE' system or similar | nr/m2 | 15 | NCT | NON CORE TASK | Y
COMMUNICATION, SECURITY & CONTROL INSTALLATIONS (CSC) | 5.12.2 | Security systems | 5.12.2.M.2 | Security detection equipment | Security detection equipment | nr/m2 | 10 | NCT | NON CORE TASK | Y
COMMUNICATION, SECURITY & CONTROL INSTALLATIONS (CSC) | 5.12.2 | Security systems | 5.12.2.M.2 | Security detection equipment | X Ray Machine | nr/m2 | 10 | NCT | NON CORE TASK | Y
COMMUNICATION, SECURITY & CONTROL INSTALLATIONS (CSC) | 5.12.2 | Security systems | 5.12.2.M.3 | Security alarm equipment | Tamper Alarms | nr/m2 | 15 | NCT | NON CORE TASK | Y
COMMUNICATION, SECURITY & CONTROL INSTALLATIONS (CSC) | 5.12.2 | Security systems | 5.12.2.M.4 | Access Control systems | Access Control - Fob or Card | nr | 15 | NCT | NON CORE TASK | Y
COMMUNICATION, SECURITY & CONTROL INSTALLATIONS (CSC) | 5.12.2 | Security systems | 5.12.2.M.4 | Access Control systems | Access Control - Keypad | nr | 15 | NCT | NON CORE TASK | Y
COMMUNICATION, SECURITY & CONTROL INSTALLATIONS (CSC) | 5.12.2 | Security systems | 5.12.2.M.5 | Burglar and security alarms | Burglar and security alarms | nr | 15 | NCT | NON CORE TASK | Y
COMMUNICATION, SECURITY & CONTROL INSTALLATIONS (CSC) | 5.12.2 | Security systems | 5.12.2.M.6 | Door entry systems | Access Control - Video Comm | nr | 15 | NCT | NON CORE TASK | Y
COMMUNICATION, SECURITY & CONTROL INSTALLATIONS (CSC) | 5.12.2 | Security systems | 5.12.2.M.6 | Door entry systems | Intercom | nr | 10 | NCT | NON CORE TASK | Y
COMMUNICATION, SECURITY & CONTROL INSTALLATIONS (CSC) | 5.12.2 | Security systems | 5.12.2.M.7 | Security lights and lighting systems | Security Lighting | nr/m2 | 20 | NCT | NON CORE TASK | Y
COMMUNICATION, SECURITY & CONTROL INSTALLATIONS (CSC) | 5.12.3 | Central control / building management systems | 5.12.3.M.1 | Control Panels | Control Panels | m2 | 15 | 14-02, 14-16 | CONTROL PANELS - electrical services (excluding electrical controllers and pneumatic relays) | Y
COMMUNICATION, SECURITY & CONTROL INSTALLATIONS (CSC) | 5.12.3 | Central control / building management systems | 5.12.3.M.2 | BMS Central operating station systems | BMS - Central operating station | m2 | 5 | 06-03 | BUILDING MANAGEMENT SYSTEMS - Central Operator Station | Y
COMMUNICATION, SECURITY & CONTROL INSTALLATIONS (CSC) | 5.12.3 | Central control / building management systems | 5.12.3.M.2 | BMS Central operating station systems | BMS - Automatic Lighting Control System | m2 | 5 | 06-03 | BUILDING MANAGEMENT SYSTEMS - Central Operator Station | Y
COMMUNICATION, SECURITY & CONTROL INSTALLATIONS (CSC) | 5.12.3 | Central control / building management systems | 5.12.3.M.2 | BMS Central operating station systems | BMS - Communications | m2 | 25 | 06-04 | BUILDING MANAGEMENT SYSTEMS - COMMUNICATIONS | Y
COMMUNICATION, SECURITY & CONTROL INSTALLATIONS (CSC) | 5.12.3 | Central control / building management systems | 5.12.3.M.2 | BMS Central operating station systems | BMS - Software functions. | m2 | 5 | 06-06 | BUILDING MANAGEMENT SYSTEMS - SOFTWARE FUNCTIONS | Y
COMMUNICATION, SECURITY & CONTROL INSTALLATIONS (CSC) | 5.12.3 | Central control / building management systems | 5.12.3.M.2 | BMS Central operating station systems | BMS - Sensors | m2 | 10 | 06-05 | BUILDING MAINTENANCE SYSTEMS - OUTSTATIONS | Y
COMMUNICATION, SECURITY & CONTROL INSTALLATIONS (CSC) | 5.12.3 | Central control / building management systems | 5.12.3.M.2 | BMS Central operating station systems | BMS - Actuators | m2 | 5 | 06-05 | BUILDING MAINTENANCE SYSTEMS - OUTSTATIONS | Y
COMMUNICATION, SECURITY & CONTROL INSTALLATIONS (CSC) | 5.12.3 | Central control / building management systems | 5.12.3.M.4 | Controlling terminal units and switches | Plant Controller | item | 5 | 14-07 | UNIT CONTROLLERS AND SENSOR CONTROLLERS | Y
COMMUNICATION, SECURITY & CONTROL INSTALLATIONS (CSC) | 5.12.3 | Central control / building management systems | 5.12.3.M.5 | Control cabling and containment | Control cabling and containment | item | 10 | 06-03, 06-06 | BUILDING MANAGEMENT SYSTEMS - Central Operator Station | Y
COMMUNICATION, SECURITY & CONTROL INSTALLATIONS (CSC) | 5.12.3 | Central control / building management systems | 5.12.3.M.6 | Compressed air and vacuum operating controls | Compressed air and vacuum operating controls | item | 30 | 06-03, 06-06 | BUILDING MANAGEMENT SYSTEMS - Central Operator Station | Y
SPECIALIST INSTALLATIONS | 5.13.1 | Specialist piped supply systems | 5.13.1.M.1 | Medical and laboratory gas supply systems | Nitrogen Generator | nr/m2 | 30 | NCT | NON CORE TASK | Y
SPECIALIST INSTALLATIONS (SI) | 5.13.1 | Specialist piped supply systems | 5.13.1.M.2 | Centralised vacuum cleaning systems | Centralised vacuum cleaning systems | nr/m2 | 20 | NCT | NON CORE TASK | Y
SPECIALIST INSTALLATIONS (SI) | 5.13.1 | Specialist piped supply systems | 5.13.1.M.3 | Treated water systems | Treated water systems | nr/m2 | NLC | NCT | NON CORE TASK | Y
SPECIALIST INSTALLATIONS (SI) | 5.13.1 | Specialist piped supply systems | 5.13.1.M.5 | Compressed air systems | Inter Cooler/After Cooler - Pnuematics | nr/m2 | 20 | NCT | NON CORE TASK | Y
SPECIALIST INSTALLATIONS (SI) | 5.13.1 | Specialist piped supply systems | 5.13.1.M.6 | Vacuum systems | Vacuum systems | nr/m2 | 20 | 60-02 | VACUUM TUBES - cash handling | Y
SPECIALIST INSTALLATIONS (SI) | 5.13.1 | Specialist piped supply systems | 5.13.1.M.7 | Other specialist piped supply systems | Other specialist piped supply systems | nr/m2 | NLC | NCT | NON CORE TASK | Y
SPECIALIST INSTALLATIONS (SI) | 5.13.1 | Specialist piped supply systems | 5.13.1.M.8 | Pipelines ancillaries and fittings | Pneumatic Pipework | m2 | 25 | NCT | NON CORE TASK | Y
SPECIALIST INSTALLATIONS (SI) | 5.13.1 | Specialist piped supply systems | 5.13.1.M.9 | Air duct lines, duct line ancillaries and fittings | Air duct lines, duct line ancillaries and fittings | nr/m2 | 25 | NCT | NON CORE TASK | Y
SPECIALIST INSTALLATIONS (SI) | 5.13.1 | Specialist piped supply systems | 5.13.1.M.10 | Thermal insulation | Thermal insulation | nr/m2 | 30 | 35-01 | THERMAL INSULATION | Y
SPECIALIST INSTALLATIONS (SI) | 5.13.1 | Specialist piped supply systems | 5.13.1.M.11 | Silencers and acoustic treatment | Silencers and acoustic treatment. | nr/m2 | 25 | NCT | NON CORE TASK | Y
SPECIALIST INSTALLATIONS (SI) | 5.13.1 | Specialist piped supply systems | 5.13.1.M.12 | Control components | Control components | nr | 20 | NCT | NON CORE TASK | Y
SPECIALIST INSTALLATIONS (SI) | 5.13.2 | Specialist refrigeration systems | 5.13.2.M.1 | Cold rooms | Cold rooms | nr/m2 | 15 | NCT | NON CORE TASK | Y
SPECIALIST INSTALLATIONS (SI) | 5.13.2 | Specialist refrigeration systems | 5.13.2.M.2 | Ice pads | Ice pads | nr/m2 | 15 | 34-01 | ICE MAKING MACHINES | Y
SPECIALIST INSTALLATIONS (SI) | 5.13.2 | Specialist refrigeration systems | 5.13.2.M.3 | Other specialist refrigeration systems | Fridge - Laboratory | nr/m2 | 15 | NCT | NON CORE TASK | Y
SPECIALIST INSTALLATIONS (SI) | 5.13.2 | Specialist refrigeration systems | 5.13.2.M.3 | Other specialist refrigeration systems. | Ice Storage Tank | nr/m2 | 15 | 56-03 | ICE STORAGE SYSTEMS | Y
SPECIALIST INSTALLATIONS (SI) | 5.13.2 | Specialist refrigeration systems | 5.13.2.M.3 | Other specialist refrigeration systems. | Ultra Low Temp (Lab) Freezer | nr/m2 | 15 | NCT | NON CORE TASK | Y
SPECIALIST INSTALLATIONS (SI) | 5.13.4 | Specialist electrical/ electronic systems | 5.13.4.M.3 | Television aerial and satellite systems | Television aerial and satellite systems | nr/m² | 15 | NCT | NON CORE TASK | Y
SPECIALIST INSTALLATIONS (SI) | 5.13.4 | Specialist electrical/ electronic systems | 5.13.4.M.5 | Multi-room audio and video | Multi room audio and video | nr/m² | NLC | NCT | NON CORE TASK | Y
SPECIALIST INSTALLATIONS (SI) | 5.13.4 | Specialist electrical/ electronic systems | 5.13.4.M.6 | Automated curtains and blinds | Automated curtains and blinds | nr/m² | NLC | NCT | NON CORE TASK | Y
SPECIALIST INSTALLATIONS (SI) | 5.13.4 | Specialist electrical/ electronic systems | 5.13.4.M.7 | Other specialist electrical and electronic systems | Autoclave | nr/m² | 15 | NCT | NON CORE TASK | Y
SPECIALIST INSTALLATIONS (SI) | 5.13.4 | Specialist electrical/ electronic systems | 5.13.4.M.7 | Other specialist electrical and electronic systems | Incubators | nr/m² | 15 | NCT | NON CORE TASK | Y
SPECIALIST INSTALLATIONS (SI) | 5.13.4 | Specialist electrical/ electronic systems | 5.13.4.M.7 | Other specialist electrical and electronic systems | Oven - Laboratory | nr/m² | 15 | NCT | NON CORE TASK | Y
SPECIALIST INSTALLATIONS (SI) | 5.13.4 | Specialist electrical/ electronic systems | 5.13.4.M.7 | Other specialist electrical and electronic systems | Steriliser | nr/m² | 15 | NCT | NON CORE TASK | Y
SPECIALIST INSTALLATIONS (SI) | 5.13.5 | Water features | 5.13.5.M.1 | Water features | Water features | nr/m² | 15 | 25-01, 25-02 | FOUNTAINS - ORNAMENTAL | Y
SPECIALIST INSTALLATIONS (SI) | 5.13.5 | Water features | 5.13.5.M.2 | Water filtration equipment | Pond Filter | nr/m² | 15 | 25-01, 25-02 | FOUNTAINS - ORNAMENTAL | Y
SPECIALIST INSTALLATIONS (SI) | 5.13.5 | Water features | 5.13.5.M.3 | Nutrient treatment and equipment | Nutrient treatment and equipment | nr/m² | 15 | NCT | NON CORE TASK | Y
SPECIALIST INSTALLATIONS (SI) | 5.13.5 | Water features | 5.13.5.M.4 | Control components | Control components | nr | 15 | 14-07 | UNIT CONTROLLERS AND SENSOR CONTROLLERS | Y
FENCING, RAILINGS AND WALLS (FRW) | 8.4.2 | Walls and Screens | 8.4.2.M.4 | Security gates | Security gates and gate posts | nr |  | FRW PI | FENCING, RAILINGS AND WALLS - PLANNED INSPECTION | Y
EXTERNAL DRAINAGE (ED) | 8.6.1 | Surface water and foul water drainage | 8.6.1.M.1 | Surface water and foul water drainage (SWFWD) | Interceptors - Petrol and Oil | nr |  | 48-03 | INTERCEPTORS - Petrol and Oil | Y

## Asset List
| System Group |  | System and / or Element |  | Sub-Element | Component | UOM NRM | Estimated Useful Life (EUL) | Maintain Schedule | SFG20 Task Description | Applicable
2.5 | EXTERNAL WALLS (EWAL) | 2.5.6 | Façade access / cleaning systems | 2.5.6.M.1 | Window / façade cleaning cradles | Window / façade cleaning cradles | nr |  | NCT - RCS | NON CORE TASK - ROOF CLEANING SYSTEM | Y
2.5 | EXTERNAL WALLS (EWAL) | 2.5.6 | Façade access / cleaning systems | 2.5.6.M.2 | Combined façade/roof cleaning system | Combined façade/roof cleaning system | nr |  | NCT - RCS | NON CORE TASK - ROOF CLEANING SYSTEM | Y
2.6 | WINDOWS AND EXTERNAL DOORS (WIN & EDR) | 2.6.2 | External doors | 2.6.2.M.1 | External doors (ED) | Pedestrian Auto Doors - Folding | nr |  | NCT - AD | NON CORE TASK - AUTO DOORS | Y
2.6 | WINDOWS AND EXTERNAL DOORS (WIN & EDR) | 2.6.2 | External doors | 2.6.2.M.1 | External doors (ED) | Pedestrian Doors - Auto Sliding | nr |  | NCT - AD | NON CORE TASK - AUTO DOORS | Y
2.6 | WINDOWS AND EXTERNAL DOORS (WIN & EDR) | 2.6.2 | External doors | 2.6.2.M.1 | External doors (ED) | Pedestrian Doors - Auto Swing | nr |  | NCT - AD | NON CORE TASK - AUTO DOORS | Y
2.6 | WINDOWS AND EXTERNAL DOORS (WIN & EDR) | 2.6.2 | External doors | 2.6.2.M.2 | Revolving doors | Pedestrian Doors - Revolving | nr |  | NCT - AD | NON CORE TASK - AUTO DOORS | Y
2.6 | WINDOWS AND EXTERNAL DOORS (WIN & EDR) | 2.6.2 | External doors | 2.6.2.M.4 | Roller / sliding shutter | Roller Shutter Doors - Electric | nr |  | NCT - RSD | NON CORE TASK - ROLLER / SLIDING SHUTTER | Y
2.6 | WINDOWS AND EXTERNAL DOORS (WIN & EDR) | 2.6.2 | External doors | 2.6.2.M.4 | Roller / sliding shutter | Roller Shutter Doors - Manual | nr |  | NCT - RSD | NON CORE TASK - ROLLER / SLIDING SHUTTER | Y
4.1 | FITTINGS, FURNISHINGS AND EQUIPMENT (FFE) | 4.1.6 | Non-mechanical and electrical equipment (NMEE | 4.1.6.M.2 | Non-mechanical and electrical equipment (NMEE | Ladders and the like | nr |  | NMEE PI | NON-MECHANICAL AND ELECTRICAL EQUIPMENT - PLANNED INSPECTION | Y
5.1 | SANITARY INSTALLATIONS | 5.1.1 | Sanitary Appliances | 5.1.1.M.1 | Sanitary appliances | Cistern (WC/Urinal) - Abestos | nr | 20 | 48-05 | SANITARY APPLIANCES, WASTE WATER PLUMBING and DRAINS | Y
5.1 | SANITARY INSTALLATIONS (SI) | 5.1.1 | Sanitary Appliances (SA) | 5.1.1.M.1 | Sanitary appliances (SA) | Cistern (WC/Urinal) - Cast Iron | nr | 40 | 48-05 | SANITARY APPLIANCES, WASTE WATER PLUMBING and DRAINS | Y
5.1 | SANITARY INSTALLATIONS (SI) | 5.1.1 | Sanitary Appliances (SA) | 5.1.1.M.1 | Sanitary appliances (SA) | Cistern (WC/Urinal) - Ceramic | nr | 20 | 48-05 | SANITARY APPLIANCES, WASTE WATER PLUMBING and DRAINS | Y
5.1 | SANITARY INSTALLATIONS (SI) | 5.1.1 | Sanitary Appliances (SA) | 5.1.1.M.1 | Sanitary appliances (SA) | Cistern (WC/Urinal) - Galvanised Metal | nr | 40 | 48-05 | SANITARY APPLIANCES, WASTE WATER PLUMBING and DRAINS | Y
5.1 | SANITARY INSTALLATIONS (SI) | 5.1.1 | Sanitary Appliances (SA) | 5.1.1.M.1 | Sanitary appliances (SA) | Cistern (WC/Urinal) - Hidden/Recessed | nr | 20 | 48-05 | SANITARY APPLIANCES, WASTE WATER PLUMBING and DRAINS | Y
5.1 | SANITARY INSTALLATIONS (SI) | 5.1.1 | Sanitary Appliances (SA) | 5.1.1.M.1 | Sanitary appliances (SA) | Cistern (WC/Urinal) - Mild Steel | nr | 40 | 48-05 | SANITARY APPLIANCES, WASTE WATER PLUMBING and DRAINS | Y
5.1 | SANITARY INSTALLATIONS (SI) | 5.1.1 | Sanitary Appliances (SA) | 5.1.1.M.1 | Sanitary appliances (SA) | Cistern (WC/Urinal) - Plastic | nr | 20 | 48-05 | SANITARY APPLIANCES, WASTE WATER PLUMBING and DRAINS | Y
5.1 | SANITARY INSTALLATIONS (SI) | 5.1.1 | Sanitary Appliances (SA) | 5.1.1.M.1 | Sanitary appliances (SA) | Sink - Cast iron and stainless steel | nr | 40 | 48-05 | SANITARY APPLIANCES, WASTE WATER PLUMBING and DRAINS | Y
5.1 | SANITARY INSTALLATIONS (SI) | 5.1.1 | Sanitary Appliances (SA) | 5.1.1.M.1 | Sanitary appliances (SA) | Sink - Vitreous china/ /fireclay/ uPVC | nr | 20 | 48-05 | SANITARY APPLIANCES, WASTE WATER PLUMBING and DRAINS | Y
5.1 | SANITARY INSTALLATIONS (SI) | 5.1.1 | Sanitary Appliances (SA) | 5.1.1.M.1 | Sanitary appliances (SA) | Urinal - Cast iron and stainless steel | nr | 40 | 48-05 | SANITARY APPLIANCES, WASTE WATER PLUMBING and DRAINS | Y
5.1 | SANITARY INSTALLATIONS (SI) | 5.1.1 | Sanitary Appliances (SA) | 5.1.1.M.1 | Sanitary appliances (SA) | Urinal - Vitreous china/ /fireclay/ uPVC | nr | 20 | 48-05 | SANITARY APPLIANCES, WASTE WATER PLUMBING and DRAINS | Y
5.1 | SANITARY INSTALLATIONS (SI) | 5.1.1 | Sanitary Appliances (SA) | 5.1.1.M.1 | Sanitary appliances (SA) | WC - Cast iron and stainless steel | nr | 40 | 48-05 | SANITARY APPLIANCES, WASTE WATER PLUMBING and DRAINS | Y
5.1 | SANITARY INSTALLATIONS (SI) | 5.1.1 | Sanitary Appliances (SA) | 5.1.1.M.1 | Sanitary appliances (SA) | WC - Vitreous china/ /fireclay/ uPVC | nr | 20 | 48-05 | SANITARY APPLIANCES, WASTE WATER PLUMBING and DRAINS | Y
5.1 | SANITARY INSTALLATIONS (SI) | 5.1.1 | Sanitary Appliances (SA) | 5.1.1.M.1 | Sanitary appliances (SA) | WHB - Cast iron and stainless steel | nr | 40 | 48-05 | SANITARY APPLIANCES, WASTE WATER PLUMBING and DRAINS | Y
5.1 | SANITARY INSTALLATIONS (SI) | 5.1.1 | Sanitary Appliances (SA) | 5.1.1.M.1 | Sanitary appliances (SA) | WHB - Vitreous china/ /fireclay/ uPVC | nr | 20 | 48-05 | SANITARY APPLIANCES, WASTE WATER PLUMBING and DRAINS | Y
5.1 | SANITARY INSTALLATIONS (SI) | 5.1.1 | Sanitary Appliances (SA) | 5.1.1.M.2 | Showers | Shower tray - Cast iron and stainless steel | nr | 40 | 51-01 | SHOWERS | Y
5.1 | SANITARY INSTALLATIONS (SI) | 5.1.1 | Sanitary Appliances (SA) | 5.1.1.M.2 | Showers | Shower tray - Vitreous china/ /fireclay/ uPVC | nr | 20 | 51-01 | SHOWERS | Y
5.1 | SANITARY INSTALLATIONS (SI) | 5.1.1 | Sanitary Appliances (SA) | 5.1.1.M.3 | Shower units | Chemical Spills / Drench Shower | nr | 25 | 51-01 | SHOWERS | Y
5.1 | SANITARY INSTALLATIONS (SI) | 5.1.1 | Sanitary Appliances (SA) | 5.1.1.M.3 | Shower units | Shower unit – including shower head and hose | nr | 5 | 51-01 | SHOWERS | Y
5.1 | SANITARY INSTALLATIONS (SI) | 5.1.1 | Sanitary Appliances (SA) | 5.1.1.M.4 | Shower booster pump | Shower Booster Pump | nr | 20 | 51-02 | SHOWERS BOOSTER PUMPS | Y
5.1 | SANITARY INSTALLATIONS (SI) | 5.1.1 | Sanitary Appliances (SA) | 5.1.1.M.5 | Shower valve | Shower Mixer & Head | nr | 15 | 61-05 | SHOWER VALVES | Y
5.1 | SANITARY INSTALLATIONS (SI) | 5.1.1 | Sanitary Appliances (SA) | 5.1.1.M.6 | Drinking fountain | Drinking fountain | nr | 10 | 48-09 | DRINKING FOUNTAINS | Y
5.1 | SANITARY INSTALLATIONS (SI) | 5.1.1 | Sanitary Appliances (SA) | 5.1.1.M.6 | Drinking fountain | Mains Water Dispenser | nr | 10 | 48-09 | DRINKING FOUNTAINS | Y
5.1 | SANITARY INSTALLATIONS (SI) | 5.1.1 | Sanitary Appliances (SA) | 5.1.1.M.7 | Tap and outlet fitting | Taps and waste fittings | nr | 20 | 61-02 | TAP AND OUTLET FITTINGS | Y
5.1 | SANITARY INSTALLATIONS (SI) | 5.1.1 | Sanitary Appliances (SA) | 5.1.1.M.8 | Water saving device | Cistermiser/Water Saver | nr | 20 | 48-08 | SANITARY AND WASTE WATER PLUMBING - WATER SAVING DEVICES and METERS | Y
5.1 | SANITARY INSTALLATIONS (SI) | 5.1.1 | Sanitary Appliances (SA) | 5.1.1.M.9 | Control and sensors | PIR - Auto Flush | nr | 8 | 50-09 | OCCUPANCY and LIGHT SENSORS | Y
5.1 | SANITARY INSTALLATIONS (SI) | 5.1.1 | Sanitary Appliances (SA) | 5.1.1.M.9 | Control and sensors | PIR - Auto Tap | nr | 8 | 50-09 | OCCUPANCY and LIGHT SENSORS | Y
5.1 | SANITARY INSTALLATIONS (SI) | 5.1.2 | Sanitary Ancillaries | 5.1.2.M.1 | Shower cubicles | Shower cubicles, including shower curtains and rails | nr | NLC | NCT | NON CORE TASK | Y
5.1 | SANITARY INSTALLATIONS (SI) | 5.1.2 | Sanitary Ancillaries (SA) | 5.1.2.M.2 | Curtain rail / Screen | Bath/ shower curtain rails, screens and the like | nr | NLC | NCT | NON CORE TASK | Y
5.1 | SANITARY INSTALLATIONS (SI) | 5.1.2 | Sanitary Ancillaries (SA) | 5.1.2.M.3 | Grab / support rail | Grab/ support rails | nr | NLC | NCT | NON CORE TASK | Y
5.1 | SANITARY INSTALLATIONS (SI) | 5.1.2 | Sanitary Ancillaries (SA) | 5.1.2.M.4 | Towel rail | Towel rails and holders - (not connected to a heating or hot water supply installation). | nr | NLC | NCT | NON CORE TASK | Y
5.1 | SANITARY INSTALLATIONS (SI) | 5.1.2 | Sanitary Ancillaries (SA) | 5.1.2.M.5 | Hand dryer | Hand Dryers | nr | 5 | 48-11 | HAND DRYERS | Y
5.1 | SANITARY INSTALLATIONS (SI) | 5.1.2 | Sanitary Ancillaries (SA) | 5.1.2.M.6 | Paper towel dispensers | Paper towel dispensers | nr | 5 | 48-12 | PAPER TOWEL DISPENSERS - ELECTRIC OPERATED | Y
5.1 | SANITARY INSTALLATIONS (SI) | 5.1.2 | Sanitary Ancillaries (SA) | 5.1.2.M.7 | Sanitary Incinerators | Incinerator - Sanitary Towel Disposal | nr | 15 | 05-46 | SANITARY INCINERATOR | Y
5.1 | SANITARY INSTALLATIONS (SI) | 5.1.2 | Sanitary Ancillaries (SA) | 5.1.2.M.8 | Macerators | Macerator - Sanitary | nr | 10 | 48-02 | MACERATORS | Y
5.1 | SANITARY INSTALLATIONS (SI) | 5.1.2 | Sanitary Ancillaries (SA) | 5.1.2.M.8 | Macerators | Macerator - Sewage | nr | 10 | 48-02 | MACERATORS | Y
5.1 | SANITARY INSTALLATIONS (SI) | 5.1.2 | Sanitary Ancillaries (SA) | 5.1.2.M.9 | Other Sanitary fittings | IPS Panel | nr | 15 | NCT | NON CORE TASK | Y
5.1 | SANITARY INSTALLATIONS (SI) | 5.1.2 | Sanitary Ancillaries (SA) | 5.1.2.M.9 | Other Sanitary fittings | PIR - Scent Dispersal | nr | 8 | 50-09 | OCCUPANCY and LIGHT SENSORS | Y
5.1 | SANITARY INSTALLATIONS (SI) | 5.1.2 | Sanitary Ancillaries (SA) | 5.1.2.M.9 | Other Sanitary fittings | Scent Dispersal Unit | nr | 25 | NCT | NON CORE TASK | Y
5.2 | SERVICES EQUIPMENT | 5.2.1 | Services equipment | 5.2.1.M.1 | Catering Equipment | Absorption chillers - Water Cooled | nr | 15 | NCT | NON CORE TASK | Y
5.2 | SERVICES EQUIPMENT (SE) | 5.2.1 | Services equipment (SE) | 5.2.1.M.1 | Catering Equipment (CE) | Auto Dispense Font | nr | 8 | NCT | NON CORE TASK | Y
5.2 | SERVICES EQUIPMENT (SE) | 5.2.1 | Services equipment (SE) | 5.2.1.M.1 | Catering Equipment (CE) | Bake-Off - Electric | nr | 15 | NCT | NON CORE TASK | Y
5.2 | SERVICES EQUIPMENT (SE) | 5.2.1 | Services equipment (SE) | 5.2.1.M.1 | Catering Equipment (CE) | Bake-Off - Gas | nr | 15 | NCT - Gas Safe Check | NCT - Gas Safe Check | Y
5.2 | SERVICES EQUIPMENT (SE) | 5.2.1 | Services equipment (SE) | 5.2.1.M.1 | Catering Equipment (CE) | Beverage Machine | nr | 8 | NCT | NON CORE TASK | Y
5.2 | SERVICES EQUIPMENT (SE) | 5.2.1 | Services equipment (SE) | 5.2.1.M.1 | Catering Equipment (CE) | Boiling Pans - Gas | nr | 15 | NCT - Gas Safe Check | NCT - Gas Safe Check | Y
5.2 | SERVICES EQUIPMENT (SE) | 5.2.1 | Services equipment (SE) | 5.2.1.M.1 | Catering Equipment (CE) | Bratt Pan - Electric | nr | 15 | NCT | NON CORE TASK | Y
5.2 | SERVICES EQUIPMENT (SE) | 5.2.1 | Services equipment (SE) | 5.2.1.M.1 | Catering Equipment (CE) | Bratt Pan - Gas | nr | 15 | NCT - Gas Safe Check | NCT - Gas Safe Check | Y
5.2 | SERVICES EQUIPMENT (SE) | 5.2.1 | Services equipment (SE) | 5.2.1.M.1 | Catering Equipment (CE) | Catering Burner Range | nr | 15 | NCT | NON CORE TASK | Y
5.2 | SERVICES EQUIPMENT (SE) | 5.2.1 | Services equipment (SE) | 5.2.1.M.1 | Catering Equipment (CE) | Catering Equipment - General (Electric) | nr | 15 | NCT | NON CORE TASK | Y
5.2 | SERVICES EQUIPMENT (SE) | 5.2.1 | Services equipment (SE) | 5.2.1.M.1 | Catering Equipment (CE) | Chargrill | nr | 15 | NCT | NON CORE TASK | Y
5.2 | SERVICES EQUIPMENT (SE) | 5.2.1 | Services equipment (SE) | 5.2.1.M.1 | Catering Equipment (CE) | Cutter | nr | 15 | NCT | NON CORE TASK | Y
5.2 | SERVICES EQUIPMENT (SE) | 5.2.1 | Services equipment (SE) | 5.2.1.M.1 | Catering Equipment (CE) | Dishwasher | nr | 15 | NCT | NON CORE TASK | Y
5.2 | SERVICES EQUIPMENT (SE) | 5.2.1 | Services equipment (SE) | 5.2.1.M.1 | Catering Equipment (CE) | Dryer | nr | 15 | NCT | NON CORE TASK | Y
5.2 | SERVICES EQUIPMENT (SE) | 5.2.1 | Services equipment (SE) | 5.2.1.M.1 | Catering Equipment (CE) | Dryer Gas | nr | 15 | NCT - Gas Safe Check | NCT - Gas Safe Check | Y
5.2 | SERVICES EQUIPMENT (SE) | 5.2.1 | Services equipment (SE) | 5.2.1.M.1 | Catering Equipment (CE) | Fryer | nr | 15 | NCT | NON CORE TASK | Y
5.2 | SERVICES EQUIPMENT (SE) | 5.2.1 | Services equipment (SE) | 5.2.1.M.1 | Catering Equipment (CE) | Fryer Gas | nr | 15 | NCT - Gas Safe Check | NCT - Gas Safe Check | Y
5.2 | SERVICES EQUIPMENT (SE) | 5.2.1 | Services equipment (SE) | 5.2.1.M.1 | Catering Equipment (CE) | Griddle | nr | 15 | NCT | NON CORE TASK | Y
5.2 | SERVICES EQUIPMENT (SE) | 5.2.1 | Services equipment (SE) | 5.2.1.M.1 | Catering Equipment (CE) | Griddle Gas | nr | 15 | NCT - Gas Safe Check | NCT - Gas Safe Check | Y
5.2 | SERVICES EQUIPMENT (SE) | 5.2.1 | Services equipment (SE) | 5.2.1.M.1 | Catering Equipment (CE) | Grill | nr | 15 | NCT | NON CORE TASK | Y
5.2 | SERVICES EQUIPMENT (SE) | 5.2.1 | Services equipment (SE) | 5.2.1.M.1 | Catering Equipment (CE) | Grinder | nr | 15 | NCT | NON CORE TASK | Y
5.2 | SERVICES EQUIPMENT (SE) | 5.2.1 | Services equipment (SE) | 5.2.1.M.1 | Catering Equipment (CE) | Heated Food Trolley | nr | 8 | NCT | NON CORE TASK | Y
5.2 | SERVICES EQUIPMENT (SE) | 5.2.1 | Services equipment (SE) | 5.2.1.M.1 | Catering Equipment (CE) | Hot Plate | nr | 15 | NCT | NON CORE TASK | Y
5.2 | SERVICES EQUIPMENT (SE) | 5.2.1 | Services equipment (SE) | 5.2.1.M.1 | Catering Equipment (CE) | Hot Tap | nr | 8 | NCT | NON CORE TASK | Y
5.2 | SERVICES EQUIPMENT (SE) | 5.2.1 | Services equipment (SE) | 5.2.1.M.1 | Catering Equipment (CE) | Ice Maker | nr | 15 | 34-01 | ICE MAKING MACHINES | Y
5.2 | SERVICES EQUIPMENT (SE) | 5.2.1 | Services equipment (SE) | 5.2.1.M.1 | Catering Equipment (CE) | Induction Hob | nr | 15 | NCT | NON CORE TASK | Y
5.2 | SERVICES EQUIPMENT (SE) | 5.2.1 | Services equipment (SE) | 5.2.1.M.1 | Catering Equipment (CE) | Induction Hob Gas | nr | 15 | NCT - Gas Safe Check | NCT - Gas Safe Check | Y
5.2 | SERVICES EQUIPMENT (SE) | 5.2.1 | Services equipment (SE) | 5.2.1.M.1 | Catering Equipment (CE) | Insect Killer | nr | 8 | NCT | NON CORE TASK | Y
5.2 | SERVICES EQUIPMENT (SE) | 5.2.1 | Services equipment (SE) | 5.2.1.M.1 | Catering Equipment (CE) | Juice Dispenser | nr | 8 | NCT | NON CORE TASK | Y
5.2 | SERVICES EQUIPMENT (SE) | 5.2.1 | Services equipment (SE) | 5.2.1.M.1 | Catering Equipment (CE) | Microwave | nr | 15 | NCT | NON CORE TASK | Y
5.2 | SERVICES EQUIPMENT (SE) | 5.2.1 | Services equipment (SE) | 5.2.1.M.1 | Catering Equipment (CE) | Mincer | nr | 15 | NCT | NON CORE TASK | Y
5.2 | SERVICES EQUIPMENT (SE) | 5.2.1 | Services equipment (SE) | 5.2.1.M.1 | Catering Equipment (CE) | Mixer | nr | 15 | NCT | NON CORE TASK | Y
5.2 | SERVICES EQUIPMENT (SE) | 5.2.1 | Services equipment (SE) | 5.2.1.M.1 | Catering Equipment (CE) | Oven - Boilerless | nr | 15 | NCT | NON CORE TASK | Y
5.2 | SERVICES EQUIPMENT (SE) | 5.2.1 | Services equipment (SE) | 5.2.1.M.1 | Catering Equipment (CE) | Oven - Boilerless Gas | nr | 15 | NCT - Gas Safe Check | NCT - Gas Safe Check | Y
5.2 | SERVICES EQUIPMENT (SE) | 5.2.1 | Services equipment (SE) | 5.2.1.M.1 | Catering Equipment (CE) | Oven - Combination | nr | 15 | NCT | NON CORE TASK | Y
5.2 | SERVICES EQUIPMENT (SE) | 5.2.1 | Services equipment (SE) | 5.2.1.M.1 | Catering Equipment (CE) | Oven - Combination Gas | nr | 15 | NCT - Gas Safe Check | NCT - Gas Safe Check | Y
5.2 | SERVICES EQUIPMENT (SE) | 5.2.1 | Services equipment (SE) | 5.2.1.M.1 | Catering Equipment (CE) | Oven - Convection | nr | 15 | NCT | NON CORE TASK | Y
5.2 | SERVICES EQUIPMENT (SE) | 5.2.1 | Services equipment (SE) | 5.2.1.M.1 | Catering Equipment (CE) | Oven - Convection Gas | nr | 15 | NCT - Gas Safe Check | NCT - Gas Safe Check | Y
5.2 | SERVICES EQUIPMENT (SE) | 5.2.1 | Services equipment (SE) | 5.2.1.M.1 | Catering Equipment (CE) | Oven - Fan Assisted | nr | 15 | NCT | NON CORE TASK | Y
5.2 | SERVICES EQUIPMENT (SE) | 5.2.1 | Services equipment (SE) | 5.2.1.M.1 | Catering Equipment (CE) | Oven - Fan Assisted Gas | nr | 15 | NCT - Gas Safe Check | NCT - Gas Safe Check | Y
5.2 | SERVICES EQUIPMENT (SE) | 5.2.1 | Services equipment (SE) | 5.2.1.M.1 | Catering Equipment (CE) | Pastry Roller/Dough Divides | nr | 15 | NCT | NON CORE TASK | Y
5.2 | SERVICES EQUIPMENT (SE) | 5.2.1 | Services equipment (SE) | 5.2.1.M.1 | Catering Equipment (CE) | Peeler | nr | 15 | NCT | NON CORE TASK | Y
5.2 | SERVICES EQUIPMENT (SE) | 5.2.1 | Services equipment (SE) | 5.2.1.M.1 | Catering Equipment (CE) | Plate Warmer | nr | 15 | NCT | NON CORE TASK | Y
5.2 | SERVICES EQUIPMENT (SE) | 5.2.1 | Services equipment (SE) | 5.2.1.M.1 | Catering Equipment (CE) | Pot Wash | nr | 15 | NCT | NON CORE TASK | Y
5.2 | SERVICES EQUIPMENT (SE) | 5.2.1 | Services equipment (SE) | 5.2.1.M.1 | Catering Equipment (CE) | Pressure Steamer | nr | 15 | NCT | NON CORE TASK | Y
5.2 | SERVICES EQUIPMENT (SE) | 5.2.1 | Services equipment (SE) | 5.2.1.M.1 | Catering Equipment (CE) | Processor | nr | 15 | NCT | NON CORE TASK | Y
5.2 | SERVICES EQUIPMENT (SE) | 5.2.1 | Services equipment (SE) | 5.2.1.M.1 | Catering Equipment (CE) | Salamander | nr | 15 | NCT | NON CORE TASK | Y
5.2 | SERVICES EQUIPMENT (SE) | 5.2.1 | Services equipment (SE) | 5.2.1.M.1 | Catering Equipment (CE) | Salamander Gas | nr | 15 | NCT - Gas Safe Check | NCT - Gas Safe Check | Y
5.2 | SERVICES EQUIPMENT (SE) | 5.2.1 | Services equipment (SE) | 5.2.1.M.1 | Catering Equipment (CE) | Sink - Stainless Steel | nr | 40 | NCT | NON CORE TASK | Y
5.2 | SERVICES EQUIPMENT (SE) | 5.2.1 | Services equipment (SE) | 5.2.1.M.1 | Catering Equipment (CE) | Slicer | nr | 15 | NCT | NON CORE TASK | Y
5.2 | SERVICES EQUIPMENT (SE) | 5.2.1 | Services equipment (SE) | 5.2.1.M.1 | Catering Equipment (CE) | Tilting Kettle | nr | 15 | NCT | NON CORE TASK | Y
5.2 | SERVICES EQUIPMENT (SE) | 5.2.1 | Services equipment (SE) | 5.2.1.M.1 | Catering Equipment (CE) | Tilting Kettle Gas | nr | 15 | NCT - Gas Safe Check | NCT - Gas Safe Check | Y
5.2 | SERVICES EQUIPMENT (SE) | 5.2.1 | Services equipment (SE) | 5.2.1.M.1 | Catering Equipment (CE) | Toaster | nr | 15 | NCT | NON CORE TASK | Y
5.2 | SERVICES EQUIPMENT (SE) | 5.2.1 | Services equipment (SE) | 5.2.1.M.1 | Catering Equipment (CE) | Vegetable Preparation Unit | nr | 15 | NCT | NON CORE TASK | Y
5.2 | SERVICES EQUIPMENT (SE) | 5.2.1 | Services equipment (SE) | 5.2.1.M.1 | Catering Equipment (CE) | Waste Disposal Unit | nr | 15 | NCT | NON CORE TASK | Y
5.2 | SERVICES EQUIPMENT (SE) | 5.2.1 | Services equipment (SE) | 5.2.1.M.1 | Catering Equipment (CE) | Water Boiler - Electric | nr | 15 | NCT | NON CORE TASK | Y
5.2 | SERVICES EQUIPMENT (SE) | 5.2.1 | Services equipment (SE) | 5.2.1.M.1 | Catering Equipment (CE) | Water Boiler - Gas | nr | 15 | NCT - Gas Safe Check | NCT - Gas Safe Check | Y
5.2 | SERVICES EQUIPMENT (SE) | 5.2.1 | Services equipment (SE) | 5.2.1.M.2 | Food Storage equipment | Bainemarie - Electric | nr | 15 | NCT | NON CORE TASK | Y
5.2 | SERVICES EQUIPMENT (SE) | 5.2.1 | Services equipment (SE) | 5.2.1.M.2 | Food Storage equipment | Bainemarie - Gas | nr | 15 | NCT - Gas Safe Check | NCT - Gas Safe Check | Y
5.2 | SERVICES EQUIPMENT (SE) | 5.2.1 | Services equipment (SE) | 5.2.1.M.2 | Food Storage equipment | Chilled Display Cabinet | nr | 15 | 10-02 | REFRIGERATED DISPLAY CABINETS | Y
5.2 | SERVICES EQUIPMENT (SE) | 5.2.1 | Services equipment (SE) | 5.2.1.M.2 | Food Storage equipment | Chilled Drinks Cabinet | nr | 15 | 10-02 | REFRIGERATED DISPLAY CABINETS | Y
5.2 | SERVICES EQUIPMENT (SE) | 5.2.1 | Services equipment (SE) | 5.2.1.M.2 | Food Storage equipment | Chilled Servery Unit | nr | 15 | 10-02 | REFRIGERATED DISPLAY CABINETS | Y
5.2 | SERVICES EQUIPMENT (SE) | 5.2.1 | Services equipment (SE) | 5.2.1.M.2 | Food Storage equipment | Freezer - Chest | nr | 15 | NCT | NON CORE TASK | Y
5.2 | SERVICES EQUIPMENT (SE) | 5.2.1 | Services equipment (SE) | 5.2.1.M.2 | Food Storage equipment | Freezer - Under Counter | nr | 15 | NCT | NON CORE TASK | Y
5.2 | SERVICES EQUIPMENT (SE) | 5.2.1 | Services equipment (SE) | 5.2.1.M.2 | Food Storage equipment | Freezer - Upright | nr | 15 | NCT | NON CORE TASK | Y
5.2 | SERVICES EQUIPMENT (SE) | 5.2.1 | Services equipment (SE) | 5.2.1.M.2 | Food Storage equipment | Freezer - Walk In | nr | 15 | 10-01 | COLD ROOMS | Y
5.2 | SERVICES EQUIPMENT (SE) | 5.2.1 | Services equipment (SE) | 5.2.1.M.2 | Food Storage equipment | Fridge - Under Counter | nr | 15 | NCT | NON CORE TASK | Y
5.2 | SERVICES EQUIPMENT (SE) | 5.2.1 | Services equipment (SE) | 5.2.1.M.2 | Food Storage equipment | Fridge - Upright | nr | 15 | NCT | NON CORE TASK | Y
5.2 | SERVICES EQUIPMENT (SE) | 5.2.1 | Services equipment (SE) | 5.2.1.M.2 | Food Storage equipment | Fridge - Walk In | nr | 15 | 10-01 | COLD ROOMS | Y
5.2 | SERVICES EQUIPMENT (SE) | 5.2.1 | Services equipment (SE) | 5.2.1.M.2 | Food Storage equipment | Hot Cupboard - Electric | nr | 15 | NCT | NON CORE TASK | Y
5.2 | SERVICES EQUIPMENT (SE) | 5.2.1 | Services equipment (SE) | 5.2.1.M.2 | Food Storage equipment | Hot Cupboard - Gas | nr | 20 | NCT - Gas Safe Check | NCT - Gas Safe Check | Y
5.2 | SERVICES EQUIPMENT (SE) | 5.2.1 | Services equipment (SE) | 5.2.1.M.2 | Food Storage equipment | Hot Display Cabin | nr | 15 | NCT | NON CORE TASK | Y
5.2 | SERVICES EQUIPMENT (SE) | 5.2.1 | Services equipment (SE) | 5.2.1.M.2 | Food Storage equipment | Refrigeration equipment | nr | 15 | NCT | NON CORE TASK | Y
5.2 | SERVICES EQUIPMENT (SE) | 5.2.1 | Services equipment (SE) | 5.2.1.M.2 | Food Storage equipment | Servery Counters - Chill Well | nr | 15 | 10-02 | REFRIGERATED DISPLAY CABINETS | Y
5.3 | DISPOSAL INSTALLATIONS | 5.3.1 | Foul drainage above ground | 5.3.1.M.1 | Waste pipework | Grease Traps | nr | 20 | 48-05 | SANITARY APPLIANCES, WASTE WATER PLUMBING and DRAINS | Y
5.3 | DISPOSAL INSTALLATIONS (DI) | 5.3.1 | Foul drainage above ground | 5.3.1.M.1 | Waste pipework (WP) | Soil & Vent Pipe - Aluminium | m2 | 35 | 48-05 | SANITARY APPLIANCES, WASTE WATER PLUMBING and DRAINS | Y
5.3 | DISPOSAL INSTALLATIONS (DI) | 5.3.1 | Foul drainage above ground | 5.3.1.M.1 | Waste pipework (WP) | Soil & Vent Pipe - Asbestos | m2 | NLC | 48-05 | SANITARY APPLIANCES, WASTE WATER PLUMBING and DRAINS | Y
5.3 | DISPOSAL INSTALLATIONS (DI) | 5.3.1 | Foul drainage above ground | 5.3.1.M.1 | Waste pipework (WP) | Soil & Vent Pipe - Cast Iron | m2 | 40 | 48-05 | SANITARY APPLIANCES, WASTE WATER PLUMBING and DRAINS | Y
5.3 | DISPOSAL INSTALLATIONS (DI) | 5.3.1 | Foul drainage above ground | 5.3.1.M.1 | Waste pipework (WP) | Soil & Vent Pipe - Copper | m2 | 35 | 48-05 | SANITARY APPLIANCES, WASTE WATER PLUMBING and DRAINS | Y
5.3 | DISPOSAL INSTALLATIONS (DI) | 5.3.1 | Foul drainage above ground | 5.3.1.M.1 | Waste pipework (WP) | Soil & Vent Pipe - UPVC | m2 | 20 | 48-05 | SANITARY APPLIANCES, WASTE WATER PLUMBING and DRAINS | Y
5.3 | DISPOSAL INSTALLATIONS (DI) | 5.3.1 | Foul drainage above ground | 5.3.1.M.1 | Waste pipework (WP) | Waste Water Pipework - Cast Iron | m2 | 40 | 48-05 | SANITARY APPLIANCES, WASTE WATER PLUMBING and DRAINS | Y
5.3 | DISPOSAL INSTALLATIONS (DI) | 5.3.1 | Foul drainage above ground | 5.3.1.M.1 | Waste pipework (WP) | Waste Water Pipework - Copper | m2 | 40 | 48-05 | SANITARY APPLIANCES, WASTE WATER PLUMBING and DRAINS | Y
5.3 | DISPOSAL INSTALLATIONS (DI) | 5.3.1 | Foul drainage above ground | 5.3.1.M.1 | Waste pipework (WP) | Waste Water Pipework - Plastic | m2 | 30 | 48-05 | SANITARY APPLIANCES, WASTE WATER PLUMBING and DRAINS | Y
5.3 | DISPOSAL INSTALLATIONS (DI) | 5.3.1 | Foul drainage above ground | 5.3.1.M.1 | Waste pipework (WP) | Discharge stacks - Cast iron | m2 | 20 | 48-05 | SANITARY APPLIANCES, WASTE WATER PLUMBING and DRAINS | Y
5.3 | DISPOSAL INSTALLATIONS (DI) | 5.3.1 | Foul drainage above ground | 5.3.1.M.1 | Waste pipework (WP) | Discharge stacks - Copper | m2 | 30 | 48-05 | SANITARY APPLIANCES, WASTE WATER PLUMBING and DRAINS | Y
5.3 | DISPOSAL INSTALLATIONS (DI) | 5.3.1 | Foul drainage above ground | 5.3.1.M.1 | Waste pipework (WP) | Discharge stacks - Plastic | m2 | 40 | 48-05 | SANITARY APPLIANCES, WASTE WATER PLUMBING and DRAINS | Y
5.3 | DISPOSAL INSTALLATIONS (DI) | 5.3.1 | Foul drainage above ground | 5.3.1.M.1 | Pipeline assemblies | Pipeline assemblies - PVC | nr | 20 | NCT - 5.3.1 | NCT - PIPE ASSEMBLIES | Y
5.3 | DISPOSAL INSTALLATIONS (DI) | 5.3.1 | Foul drainage above ground | 5.3.1.M.1 | Pipeline assemblies | Pipeline assemblies - Plastic | nr | 30 | NCT - 5.3.1 | NCT - PIPE ASSEMBLIES | Y
5.3 | DISPOSAL INSTALLATIONS (DI) | 5.3.1 | Foul drainage above ground | 5.3.1.M.1 | Pipeline assemblies | Pipeline assemblies - Cast Iron | nr | 40 | NCT - 5.3.1 | NCT - PIPE ASSEMBLIES | Y
5.3 | DISPOSAL INSTALLATIONS (DI) | 5.3.1 | Foul drainage above ground | 5.3.1.M.1 | Floor channels / gratings | Floor channels / gratings - PVC | nr | 20 | NCT - 5.3.1 | NCT - FLOOR CHANNELS / GRATINGS | Y
5.3 | DISPOSAL INSTALLATIONS (DI) | 5.3.1 | Foul drainage above ground | 5.3.1.M.1 | Floor channels / gratings | Floor channels / gratings - Plastic | nr | 30 | NCT - 5.3.1 | NCT - FLOOR CHANNELS / GRATINGS | Y
5.3 | DISPOSAL INSTALLATIONS (DI) | 5.3.1 | Foul drainage above ground | 5.3.1.M.1 | Floor channels / gratings | Floor channels / gratings - Cast Iron | nr | 40 | NCT - 5.3.1 | NCT - FLOOR CHANNELS / GRATINGS | Y
5.3 | DISPOSAL INSTALLATIONS (DI) | 5.3.1 | Foul drainage above ground | 5.3.1.M.4 | Sump Pump | Sump Pump | nr | 10 | 45-10 | SUMP PUMPS: EXTENDED SHAFT | Y
5.3 | DISPOSAL INSTALLATIONS (DI) | 5.3.1 | Foul drainage above ground | 5.3.1.M.5 | Sundry items | Sewage Ejector Pump | nr | 15 | 45-07 | SEWAGE OR DRAINAGE PUMPS SUBMERSIBLE | Y
5.3 | DISPOSAL INSTALLATIONS (DI) | 5.3.2 | Chemical, toxic and industrial liquid waste drainage | 5.3.2.M.1 | Pipelines and fittings | Pipework - Glass | nr | 10 | NCT | NCT - PIPELINES AND FITTINGS (CHEMICAL, TOXIC WASTE) | Y
5.3 | DISPOSAL INSTALLATIONS (DI) | 5.3.2 | Chemical, toxic and industrial liquid waste drainage | 5.3.2.M.1 | Pipelines and fittings | Pipework - uPVC | nr | 20 | NCT | NCT - PIPELINES AND FITTINGS (CHEMICAL, TOXIC WASTE) | Y
5.3 | DISPOSAL INSTALLATIONS (DI) | 5.3.2 | Chemical, toxic and industrial liquid waste drainage | 5.3.2.M.1 | Pipelines and fittings | Pipework - Plastic | nr | 30 | NCT | NCT - PIPELINES AND FITTINGS (CHEMICAL, TOXIC WASTE) | Y
5.3 | DISPOSAL INSTALLATIONS (DI) | 5.3.2 | Chemical, toxic and industrial liquid waste drainage | 5.3.2.M.1 | Pipelines and fittings | Pipework - Cast Iron | nr | 40 | NCT | NCT - PIPELINES AND FITTINGS (CHEMICAL, TOXIC WASTE) | Y
5.3 | DISPOSAL INSTALLATIONS (DI) | 5.3.2 | Chemical, toxic and industrial liquid waste drainage | 5.3.2.M.2 | Traps, access points and rodding eyes | Traps - Glass | nr | 10 | NCT | NCT - TRAPS (CHEMICAL, TOXIC WASTE) | Y
5.3 | DISPOSAL INSTALLATIONS (DI) | 5.3.2 | Chemical, toxic and industrial liquid waste drainage | 5.3.2.M.2 | Traps, access points and rodding eyes | Traps - uPVC | nr | 20 | NCT | NCT - TRAPS (CHEMICAL, TOXIC WASTE) | Y
5.3 | DISPOSAL INSTALLATIONS (DI) | 5.3.2 | Chemical, toxic and industrial liquid waste drainage | 5.3.2.M.2 | Traps, access points and rodding eyes | Traps - Plastic | nr | 30 | NCT | NCT - TRAPS (CHEMICAL, TOXIC WASTE) | Y
5.3 | DISPOSAL INSTALLATIONS (DI) | 5.3.2 | Chemical, toxic and industrial liquid waste drainage | 5.3.2.M.2 | Traps, access points and rodding eyes | Traps - Cast Iron | nr | 40 | NCT | NCT - TRAPS (CHEMICAL, TOXIC WASTE) | Y
5.3 | DISPOSAL INSTALLATIONS (DI) | 5.3.2 | Chemical, toxic and industrial liquid waste drainage | 5.3.2.M.3 | Gullies | Gullies - Glass | nr | 10 | NCT | NCT - GULLIES (CHEMICAL, TOXIC WASTE) | Y
5.3 | DISPOSAL INSTALLATIONS (DI) | 5.3.2 | Chemical, toxic and industrial liquid waste drainage | 5.3.2.M.3 | Gullies | Gullies - uPVC | nr | 20 | NCT | NCT - GULLIES (CHEMICAL, TOXIC WASTE) | Y
5.3 | DISPOSAL INSTALLATIONS (DI) | 5.3.2 | Chemical, toxic and industrial liquid waste drainage | 5.3.2.M.3 | Gullies | Gullies - Plastic | nr | 30 | NCT | NCT - GULLIES (CHEMICAL, TOXIC WASTE) | Y
5.3 | DISPOSAL INSTALLATIONS (DI) | 5.3.2 | Chemical, toxic and industrial liquid waste drainage | 5.3.2.M.3 | Gullies | Gullies - Cast Iron | nr | 40 | NCT | NCT - GULLIES (CHEMICAL, TOXIC WASTE) | Y
5.3 | DISPOSAL INSTALLATIONS (DI) | 5.3.2 | Chemical, toxic and industrial liquid waste drainage | 5.3.2.M.4 | Tanks | Chemical Storage Tank | nr | 10 | NCT | NON CORE TASK | Y
5.3 | DISPOSAL INSTALLATIONS (DI) | 5.3.2 | Chemical, toxic and industrial liquid waste drainage | 5.3.2.M.5 | Settlement tanks | Septic Tank | nr | 10 | NCT | NON CORE TASK | Y
5.3 | DISPOSAL INSTALLATIONS (DI) | 5.3.2 | Chemical, toxic and industrial liquid waste drainage | 5.3.2.M.6 | Effluent treatment plant | Sewage Treatment Works | nr | 10 | 71-02 | SEWAGE TREATMENT WORKS - PACKAGE SYSTEMS | Y
5.3 | DISPOSAL INSTALLATIONS (DI) | 5.3.2 | Chemical, toxic and industrial liquid waste drainage | 5.3.2.M.7 | Dosing equipment | Dosing equipment | nr | 10 | 65-10 & 65-14 | CHEMICAL DOSING | Y
5.3 | DISPOSAL INSTALLATIONS (DI) | 5.3.2 | Chemical, toxic and industrial liquid waste drainage | 5.3.2.M.8 | Steriliser | Sterilisation equipment | nr | 10 | NCT | NCT | Y
5.3 | DISPOSAL INSTALLATIONS (DI) | 5.3.2 | Chemical, toxic and industrial liquid waste drainage | 5.3.2.M.10 | Thermal insulation | Thermal insulation | m² | 30 | 35-01 | THERMAL INSULATION | Y
5.3 | DISPOSAL INSTALLATIONS (DI) | 5.3.2 | Chemical, toxic and industrial liquid waste drainage | 5.3.2.M.11 | Control components | Control components located externally | nr | 10 | NCT | NCT | Y
5.3 | DISPOSAL INSTALLATIONS (DI) | 5.3.2 | Chemical, toxic and industrial liquid waste drainage | 5.3.2.M.12 | Monitoring equipment | Monitoring equipment locate externally | nr | 10 | NCT | NCT | Y
5.3 | DISPOSAL INSTALLATIONS (DI) | 5.3.3 | Refuse Disposal | 5.3.3.M.1 | Refuse collection and disposal equipment | Compactor | nr | 10 | NCT | NON CORE TASK | Y
5.3 | DISPOSAL INSTALLATIONS (DI) | 5.3.3 | Refuse Disposal | 5.3.3.M.1 | Refuse collection and disposal equipment (RCDE) | Bailing Machine | nr | 25 | NCT | NON CORE TASK | Y
5.3 | DISPOSAL INSTALLATIONS (DI) | 5.3.3 | Refuse Disposal | 5.3.3.M.1 | Refuse collection and disposal equipment (RCDE) | Refuse collection equipment | nr | 25 | NCT | NCT | Y
5.3 | DISPOSAL INSTALLATIONS (DI) | 5.3.3 | Refuse Disposal | 5.3.3.M.1 | Refuse collection and disposal equipment (RCDE) | Paper Shredders - Commercial | nr | 15 | NCT | NCT | Y
5.3 | DISPOSAL INSTALLATIONS (DI) | 5.3.3 | Refuse Disposal | 5.3.3.M.1 | Refuse collection and disposal equipment (RCDE) | Paper Shredders - Industrial | nr | 20 | NCT | NCT | Y
5.3 | DISPOSAL INSTALLATIONS (DI) | 5.3.3 | Refuse Disposal | 5.3.3.M.2 | Incineration plant and ancillaries | Incinerator - Gas or Oil Fired Furnaces | nr | 20 | 05-41 | GAS INCINERATOR | Y
5.3 | DISPOSAL INSTALLATIONS (DI) | 5.3.3 | Refuse Disposal | 5.3.3.M.3 | Safety devices | Emergency Shut Off button | nr | 10 | 14-18 | EMERGENCY STOP BUTTONS | Y
5.4 | WATER INSTALLATIONS | 5.4.1 | Mains water supply | 5.4.1.M.1 | Pipelines and fittings | Pipework - Mains - Copper | m2 | 45 | 40-01 | PIPEWORK SYSTEMS - General | Y
5.4 | WATER INSTALLATIONS (WI) | 5.4.1 | Mains water supply | 5.4.1.M.1 | Pipelines and fittings | Pipework - Mains - Plastic | m2 | 20 | 40-01 | PIPEWORK SYSTEMS - General | Y
5.4 | WATER INSTALLATIONS (WI) | 5.4.1 | Mains water supply | 5.4.1.M.1 | Pipelines and fittings | Pipework - Mains - Steel | m2 | 35 | 40-01 | PIPEWORK SYSTEMS - General | Y
5.4 | WATER INSTALLATIONS (WI) | 5.4.1 | Mains water supply | 5.4.1.M.1 | Pipelines and fittings | Pipework - Mains - Steel galvanised | m2 | 35 | 40-01 | PIPEWORK SYSTEMS - General | Y
5.4 | WATER INSTALLATIONS (WI) | 5.4.1 | Mains water supply | 5.4.1.M.2 | Valves | Valves - gate | nr | 25 | 61-01 | VALVES | Y
5.4 | WATER INSTALLATIONS (WI) | 5.4.1 | Mains water supply | 5.4.1.M.2 | Valves | Valves - float operated valve | nr | 15 | 61-01 part | VALVES | Y
5.4 | WATER INSTALLATIONS (WI) | 5.4.1 | Mains water supply | 5.4.1.M.2 | Valves | Valves - automatic control | nr | 15 | 62-01 | VALVES | Y
5.4 | WATER INSTALLATIONS (WI) | 5.4.1 | Mains water supply | 5.4.1.M.2 | Valves | Rotary valves - shoe or slipper | nr | 20 | 62-02 | TAP AND OUTLET FITTINGS | Y
5.4 | WATER INSTALLATIONS (WI) | 5.4.1 | Mains water supply | 5.4.1.M.2 | Valves | Butterfly and ball valves | nr | 25 | 62-03 | SERVICE VALVES | Y
5.4 | WATER INSTALLATIONS (WI) | 5.4.1 | Mains water supply | 5.4.1.M.3 | Meters | Meter - Water | nr/m2 | NLC | 48-08 | SANITARY AND WASTE WATER PLUMBING - WATER SAVING DEVICES and METERS | Y
5.4 | WATER INSTALLATIONS (WI) | 5.4.1 | Mains water supply | 5.4.1.M.4 | Rising main to storage tanks | Rising main | nr | 25 | 40-17 | WATER MAINS - ABOVE GROUND | Y
5.4 | WATER INSTALLATIONS (WI) | 5.4.1 | Mains water supply | 5.4.1.M.4 | Thermal insulation | Thermal insulation. | m² | 30 | 35-01 | THERMAL INSULATION | Y
5.4 | WATER INSTALLATIONS (WI) | 5.4.1 | Mains water supply | 5.4.1.M.5 | Trace heating | Trace Heating | m2 | 20 | 40-03 | PIPEWORK SYSTEMS-TRACE HEATING | Y
5.4 | WATER INSTALLATIONS (WI) | 5.4.2 | Cold water distribution | 5.4.2.M.1 | Pipelines and fittings | Expansion Bellows - Flue Dilution | TBD | TBD | TBD | TO BE DECIDED | Y
5.4 | WATER INSTALLATIONS (WI) | 5.4.2 | Cold water distribution | 5.4.2.M.1 | Pipelines and fittings | Expansion Bellows - Rubber | TBD | TBD | TBD | TO BE DECIDED | Y
5.4 | WATER INSTALLATIONS (WI) | 5.4.2 | Cold water distribution | 5.4.2.M.1 | Pipelines and fittings | Expansion Bellows - Steel | TBD | TBD | TBD | TO BE DECIDED | Y
5.4 | WATER INSTALLATIONS (WI) | 5.4.2 | Cold water distribution | 5.4.2.M.1 | Pipelines and fittings | Pipework - Cold Water - Copper | m2 | 45 | 40-01 | PIPEWORK SYSTEMS - General | Y
5.4 | WATER INSTALLATIONS (WI) | 5.4.2 | Cold water distribution | 5.4.2.M.1 | Pipelines and fittings | Pipework - Cold Water - Plastic | m2 | 20 | 40-01 | PIPEWORK SYSTEMS - General | Y
5.4 | WATER INSTALLATIONS (WI) | 5.4.2 | Cold water distribution | 5.4.2.M.1 | Pipelines and fittings | Pipework - Cold Water - Steel | m2 | 35 | 40-01 | PIPEWORK SYSTEMS - General | Y
5.4 | WATER INSTALLATIONS (WI) | 5.4.2 | Cold water distribution | 5.4.2.M.1 | Pipelines and fittings | Pipework - Cold Water - Steel galvanised | m2 | 35 | 40-01 | PIPEWORK SYSTEMS - General | Y
5.4 | WATER INSTALLATIONS (WI) | 5.4.2 | Cold water distribution | 5.4.2.M.2 | Valves | Valves - Check | nr | 25 | 61-01 | VALVES | Y
5.4 | WATER INSTALLATIONS (WI) | 5.4.2 | Cold water distribution | 5.4.2.M.2 | Valves | Valves - gate | nr | 25 | 61-01 | VALVES | Y
5.4 | WATER INSTALLATIONS (WI) | 5.4.2 | Cold water distribution | 5.4.2.M.2 | Valves | Valves - Strainers | nr | 25 | 61-01 | VALVES | Y
5.4 | WATER INSTALLATIONS (WI) | 5.4.2 | Cold water distribution | 5.4.2.M.2 | Valves | Valves - Thermostatic Mixer | nr | 15 | 61-04 | COMBINATION TAP ASSEMBLIES, MIXING VALVES/TAPS | Y
5.4 | WATER INSTALLATIONS (WI) | 5.4.2 | Cold water distribution | 5.4.2.M.3 | Water saving devices | Water saving devices | nr | NLC | 48-08 | SANITARY AND WASTE WATER PLUMBING - WATER SAVING DEVICES and METERS | Y
5.4 | WATER INSTALLATIONS (WI) | 5.4.2 | Cold water distribution | 5.4.2.M.4 | Taps | Taps - Service valve | nr | 15 | 61-03 | SERVICE VALVES | Y
5.4 | WATER INSTALLATIONS (WI) | 5.4.2 | Cold water distribution | 5.4.2.M.5 | Pumps | Pumps - Floor mounted | nr | 20 | 45-02 | CIRCULATING PUMPS-general | Y
5.4 | WATER INSTALLATIONS (WI) | 5.4.2 | Cold water distribution | 5.4.2.M.5 | Pumps | Pumps - Floor mounted Twin Head | nr | 20 | 45-02 | CIRCULATING PUMPS-general | Y
5.4 | WATER INSTALLATIONS (WI) | 5.4.2 | Cold water distribution | 5.4.2.M.5 | Pumps | Pumps - Accelerator pipe mounted | nr | 10 | 45-02 | CIRCULATING PUMPS-general | Y
5.4 | WATER INSTALLATIONS (WI) | 5.4.2 | Cold water distribution | 5.4.2.M.5 | Pumps | Pumps - Domestic | nr | 10 | 45-11 | DOMESTIC HOT WATER ACCELERATORS | Y
5.4 | WATER INSTALLATIONS (WI) | 5.4.2 | Cold water distribution | 5.4.2.M.5 | Pumps | Pumps - HWS circulator | nr | 20 | 45-02 | CIRCULATING PUMPS-general | Y
5.4 | WATER INSTALLATIONS (WI) | 5.4.2 | Cold water distribution | 5.4.2.M.6 | Pressurisation expansion units | Pressurisation Unit | nr | 20 | 32-12 | EXPANSION VESSELS | Y
5.4 | WATER INSTALLATIONS (WI) | 5.4.2 | Cold water distribution | 5.4.2.M.7 | Pressure booster sets | Domestic Booster set | nr | 15 | 45-12 | WATER PUMPING PRESSURE BOOSTING SETS | Y
5.4 | WATER INSTALLATIONS (WI) | 5.4.2 | Cold water distribution | 5.4.2.M.7 | Pressure booster sets | MCWS Booster set | nr | 15 | 45-12 | WATER PUMPING PRESSURE BOOSTING SETS | Y
5.4 | WATER INSTALLATIONS (WI) | 5.4.2 | Cold water distribution | 5.4.2.M.8 | Tanks | Purified Water Tank | nr | 20 | 56-02 | COLD WATER STORAGE TANKS and CISTERNS | Y
5.4 | WATER INSTALLATIONS (WI) | 5.4.2 | Cold water distribution | 5.4.2.M.8 | Tanks | Water Storage Tanks - Fibreglass | nr | 20 | 56-02 | COLD WATER STORAGE TANKS and CISTERNS | Y
5.4 | WATER INSTALLATIONS (WI) | 5.4.2 | Cold water distribution | 5.4.2.M.8 | Tanks | Water Storage Tanks - Galvanised Metal | nr | 15 | 56-02 | COLD WATER STORAGE TANKS and CISTERNS | Y
5.4 | WATER INSTALLATIONS (WI) | 5.4.2 | Cold water distribution | 5.4.2.M.8 | Tanks | Water Storage Tanks - GRP | nr | 20 | 56-02 | COLD WATER STORAGE TANKS and CISTERNS | Y
5.4 | WATER INSTALLATIONS (WI) | 5.4.2 | Cold water distribution | 5.4.2.M.8 | Tanks | Water Storage Tanks - Polypropylene | nr | 20 | 56-02 | COLD WATER STORAGE TANKS and CISTERNS | Y
5.4 | WATER INSTALLATIONS (WI) | 5.4.2 | Cold water distribution | 5.4.2.M.8 | Tanks | Water Tank Potable - Fibreglass | nr | 20 | 56-02 | COLD WATER STORAGE TANKS and CISTERNS | Y
5.4 | WATER INSTALLATIONS (WI) | 5.4.2 | Cold water distribution | 5.4.2.M.8 | Tanks | Water Tank Potable - Galvanised Metal | nr | 15 | 56-02 | COLD WATER STORAGE TANKS and CISTERNS | Y
5.4 | WATER INSTALLATIONS (WI) | 5.4.2 | Cold water distribution | 5.4.2.M.8 | Tanks | Water Tank Potable - GRP | nr | 20 | 56-02 | COLD WATER STORAGE TANKS and CISTERNS | Y
5.4 | WATER INSTALLATIONS (WI) | 5.4.2 | Cold water distribution | 5.4.2.M.8 | Tanks | Water Tank Potable - Polypropylene | nr | 20 | 56-02 | COLD WATER STORAGE TANKS and CISTERNS | Y
5.4 | WATER INSTALLATIONS (WI) | 5.4.2 | Cold water distribution | 5.4.2.M.9 | Trace heating | Trace Heating | m2 | 20 | 40-03 | PIPEWORK SYSTEMS-TRACE HEATING | Y
5.4 | WATER INSTALLATIONS (WI) | 5.4.2 | Cold water distribution | 5.4.2.M.10 | Instrumentation and controls | Control Panel - Cold Water Services | nr | 10 | 14-11 | MULTI-INPUT CONTROLLERS | Y
5.4 | WATER INSTALLATIONS (WI) | 5.4.2 | Cold water distribution | 5.4.2.M.11 | Thermal insulation | Thermal insulation | m2 | 30 | 35-01 | THERMAL INSULATION | Y
5.4 | WATER INSTALLATIONS (WI) | 5.4.2 | Cold water distribution | 5.4.2.M.12 | Rainwater harvesting systems | Rainwater Harvesting System | m2 | 30 | 40-01, 56-02 | PIPEWORK SYSTEMS - General | Y
5.4 | WATER INSTALLATIONS (WI) | 5.4.2 | Cold water distribution | 5.4.2.M.13 | Grey water collection systems | Grey Water Collection System | m2 | 30 | 40-01, 56-02 | PIPEWORK SYSTEMS - General | Y
5.4 | WATER INSTALLATIONS (WI) | 5.4.3 | Hot water distribution | 5.4.3.M.1 | Pipelines and fittings | Expansion Bellows - Flue Dilution | TBD | TBD | TBD | TO BE DECIDED | Y
5.4 | WATER INSTALLATIONS (WI) | 5.4.3 | Hot water distribution | 5.4.3.M.1 | Pipelines and fittings | Expansion Bellows - Rubber | TBD | TBD | TBD | TO BE DECIDED | Y
5.4 | WATER INSTALLATIONS (WI) | 5.4.3 | Hot water distribution | 5.4.3.M.1 | Pipelines and fittings | Expansion Bellows - Steel | TBD | TBD | TBD | TO BE DECIDED | Y
5.4 | WATER INSTALLATIONS (WI) | 5.4.3 | Hot water distribution | 5.4.3.M.1 | Pipelines and fittings | Pipework - DHWS | m2 | 25 | 32-02 | HOT WATER SERVICES general | Y
5.4 | WATER INSTALLATIONS (WI) | 5.4.3 | Hot water distribution | 5.4.3.M.1 | Pipelines and fittings | Pipework - DHWS - Copper | m2 | 45 | 32-02 | HOT WATER SERVICES general | Y
5.4 | WATER INSTALLATIONS (WI) | 5.4.3 | Hot water distribution | 5.4.3.M.1 | Pipelines and fittings | Pipework - DHWS - Plastic | m2 | 15 | 32-02 | HOT WATER SERVICES general | Y
5.4 | WATER INSTALLATIONS (WI) | 5.4.3 | Hot water distribution | 5.4.3.M.1 | Pipelines and fittings | Pipework - DHWS - steel galvanised | m2 | 25 | 32-02 | HOT WATER SERVICES general | Y
5.4 | WATER INSTALLATIONS (WI) | 5.4.3 | Hot water distribution | 5.4.3.M.1 | Pipelines and fittings | Plant Room Pipework | m2 | 35 | 32-02 | HOT WATER SERVICES general | Y
5.4 | WATER INSTALLATIONS (WI) | 5.4.3 | Hot water distribution | 5.4.3.M.2 | Valves | Valves - Check | nr | 25 | 61-01 | VALVES | Y
5.4 | WATER INSTALLATIONS (WI) | 5.4.3 | Hot water distribution | 5.4.3.M.2 | Valves | Valves - gate | nr | 25 | 61-01 | VALVES | Y
5.4 | WATER INSTALLATIONS (WI) | 5.4.3 | Hot water distribution | 5.4.3.M.2 | Valves | Valves - Strainers | nr | 25 | 61-01 | VALVES | Y
5.4 | WATER INSTALLATIONS (WI) | 5.4.3 | Hot water distribution | 5.4.3.M.2 | Valves | Valves - Thermostatic Mixer | nr | 15 | 61-04 | COMBINATION TAP ASSEMBLIES, MIXING VALVES/TAPS | Y
5.4 | WATER INSTALLATIONS (WI) | 5.4.3 | Hot water distribution | 5.4.3.M.3 | Water saving devices | Water saving devices | nr | NLC | 48-08 | SANITARY AND WASTE WATER PLUMBING - WATER SAVING DEVICES and METERS | Y
5.4 | WATER INSTALLATIONS (WI) | 5.4.3 | Hot water distribution | 5.4.3.M.4 | Taps | Taps - Service valve | nr | 15 | 61-03 | SERVICE VALVES | Y
5.4 | WATER INSTALLATIONS (WI) | 5.4.3 | Hot water distribution | 5.4.3.M.5 | Pumps | Pumps - Floor mounted | nr | 20 | 45-02 | CIRCULATING PUMPS-general | Y
5.4 | WATER INSTALLATIONS (WI) | 5.4.3 | Hot water distribution | 5.4.3.M.5 | Pumps | Pumps - Floor mounted Twin Head | nr | 20 | 45-02 | CIRCULATING PUMPS-general | Y
5.4 | WATER INSTALLATIONS (WI) | 5.4.3 | Hot water distribution | 5.4.3.M.5 | Pumps | Pumps - Accelerator pipe mounted | nr | 10 | 45-02 | CIRCULATING PUMPS-general | Y
5.4 | WATER INSTALLATIONS (WI) | 5.4.3 | Hot water distribution | 5.4.3.M.5 | Pumps | Pumps - Domestic | nr | 10 | 45-11 | DOMESTIC HOT WATER ACCELERATORS | Y
5.4 | WATER INSTALLATIONS (WI) | 5.4.3 | Hot water distribution | 5.4.3.M.5 | Pumps | Pumps - HWS circulator | nr | 20 | 45-02 | CIRCULATING PUMPS-general | Y
5.4 | WATER INSTALLATIONS (WI) | 5.4.3 | Hot water distribution | 5.4.3.M.6 | Heat exchangers | Plate Heat Exchanger | nr | 15 | 29-06 | PLATE HEAT EXCHANGERS | Y
5.4 | WATER INSTALLATIONS (WI) | 5.4.3 | Hot water distribution | 5.4.3.M.6 | Heat exchangers | Shell & Tube Heat Exchanger | nr | 25 | 29-01 | HEAT EXCHANGERS - COILS | Y
5.4 | WATER INSTALLATIONS (WI) | 5.4.3 | Hot water distribution | 5.4.3.M.7 | Storage cylinders and calorifiers | Hot Water Calorifier - Indirect | nr | 20 | 32-05 | CALORIFIERS HEATED BY LTHW | Y
5.4 | WATER INSTALLATIONS (WI) | 5.4.3 | Hot water distribution | 5.4.3.M.7 | Storage cylinders and calorifiers | Hot Water Calorifier - Storage | nr | 20 | 32-05 | CALORIFIERS HEATED BY LTHW | Y
5.4 | WATER INSTALLATIONS (WI) | 5.4.3 | Hot water distribution | 5.4.3.M.7 | Storage cylinders and calorifiers | Hot water cylinders – domestic type | nr | NLC | 32-09 | HOT WATER CYLINDERS | Y
5.4 | WATER INSTALLATIONS (WI) | 5.4.3 | Hot water distribution | 5.4.3.M.7 | Storage cylinders and calorifiers | Non Storage Calorifier | nr | 20 | 32-05 | CALORIFIERS HEATED BY LTHW | Y
5.4 | WATER INSTALLATIONS (WI) | 5.4.3 | Hot water distribution | 5.4.3.M.7 | Storage cylinders and calorifiers | Unvented Storage Heater | nr | 15 | 32-11 | THERMAL STORAGE CYLINDER (individual dwellings for DHWS) | Y
5.4 | WATER INSTALLATIONS (WI) | 5.4.3 | Hot water distribution | 5.4.3.M.8 | Trace heating | Trace Heating | m2 | 10 | 40-03 | PIPEWORK SYSTEMS-TRACE HEATING | Y
5.4 | WATER INSTALLATIONS (WI) | 5.4.3 | Hot water distribution | 5.4.3.M.10 | Immersion heaters | HW cylinder with immersion heater | nr | NLC | 32-09 | HOT WATER CYLINDERS | Y
5.4 | WATER INSTALLATIONS (WI) | 5.4.3 | Hot water distribution | 5.4.3.M.11 | Expansion tank | Insulated Combination Units | nr | 25 | 32-09 | HOT WATER CYLINDERS | Y
5.4 | WATER INSTALLATIONS (WI) | 5.4.3 | Hot water distribution | 5.4.3.M.12 | Water softeners | Chemical Dosing pot | nr | NLC | 65-06 | FILTRATION and CONDITIONING - POINT OF USE | Y
5.4 | WATER INSTALLATIONS (WI) | 5.4.3 | Hot water distribution | 5.4.3.M.12 | Water softeners | Chemical Dosing Systems | nr | NLC | 65-05 | FILTRATION, CONDITIONING and pH CORRECTION - central plant | Y
5.4 | WATER INSTALLATIONS (WI) | 5.4.3 | Hot water distribution | 5.4.3.M.12 | Water softeners | Computerised Water Conditioner | nr | 20 | 65-04 | SPECIAL WATER TREATMENT SYSTEMS | Y
5.4 | WATER INSTALLATIONS (WI) | 5.4.3 | Hot water distribution | 5.4.3.M.12 | Water softeners | De-Alkailisation Plant | nr | 15 | 65-04 | SPECIAL WATER TREATMENT SYSTEMS | Y
5.4 | WATER INSTALLATIONS (WI) | 5.4.3 | Hot water distribution | 5.4.3.M.12 | Water softeners | De-Alkalisation Plant | nr | 20 | 65-04 | SPECIAL WATER TREATMENT SYSTEMS | Y
5.4 | WATER INSTALLATIONS (WI) | 5.4.3 | Hot water distribution | 5.4.3.M.12 | Water softeners | Demineralisation Plant | nr | 20 | 65-04 | SPECIAL WATER TREATMENT SYSTEMS | Y
5.4 | WATER INSTALLATIONS (WI) | 5.4.3 | Hot water distribution | 5.4.3.M.12 | Water softeners | Electrolytic Chlorine Ion Generation | nr | 20 | 65-04 | SPECIAL WATER TREATMENT SYSTEMS | Y
5.4 | WATER INSTALLATIONS (WI) | 5.4.3 | Hot water distribution | 5.4.3.M.12 | Water softeners | In-Line Water Filter | nr | 15 | 65-04 | SPECIAL WATER TREATMENT SYSTEMS | Y
5.4 | WATER INSTALLATIONS (WI) | 5.4.3 | Hot water distribution | 5.4.3.M.12 | Water softeners | Ionisation Softener - Comercial | nr | 30 | 65-02 | ION EXCHANGE PLANT - BASE EXCHANGE SOFTENING - commercial | Y
5.4 | WATER INSTALLATIONS (WI) | 5.4.3 | Hot water distribution | 5.4.3.M.12 | Water softeners | Ionisation Softener - Domestic | nr | 20 | 65-03 | ION EXCHANGE PLANT - BASE EXCHANGE SOFTENING - domestic (capacity usually below 50 litres) | Y
5.4 | WATER INSTALLATIONS (WI) | 5.4.3 | Hot water distribution | 5.4.3.M.12 | Water softeners | Reverse osmosis softener | nr | NLC | 65-07 | REVERSE OSMOSIS | Y
5.4 | WATER INSTALLATIONS (WI) | 5.4.3 | Hot water distribution | 5.4.3.M.12 | Water softeners | UV Water Treatment | nr | 15 | 65-08 | ULTRA VIOLET DISINFECTION UNIT | Y
5.4 | WATER INSTALLATIONS (WI) | 5.4.3 | Hot water distribution | 5.4.3.M.12 | Water softeners | Water Conditioner - Magnetic | nr | 20 | 65-04 | SPECIAL WATER TREATMENT SYSTEMS | Y
5.4 | WATER INSTALLATIONS (WI) | 5.4.3 | Hot water distribution | 5.4.3.M.12 | Water softeners | Water Purification Unit (Lab) | nr | 15 | 65-04 | SPECIAL WATER TREATMENT SYSTEMS | Y
5.4 | WATER INSTALLATIONS (WI) | 5.4.3 | Hot water distribution | 5.4.3.M.13 | Instrumentation and controls | Indicator and displays | nr | 10 | 14-12 | INDICATORS AND DISPLAYS | Y
5.4 | WATER INSTALLATIONS (WI) | 5.4.3 | Hot water distribution | 5.4.3.M.14 | Thermal insulation | Thermal insulation | m² | 30 | 35-01 | THERMAL INSULATION | Y
5.4 | WATER INSTALLATIONS (WI) | 5.4.4 | Local Hot Water | 5.4.4.M.1 | Instant water heaters | Refreshment point water dispensers | nr | 8 | 32-15 | PACKAGED ELECTRIC WATER HEATERS-cistern type (non drinks) | Y
5.4 | WATER INSTALLATIONS (WI) | 5.4.4 | Local Hot Water | 5.4.4.M.1 | Instant water heaters | Water Heater - Gas Fired | nr | 15 | 32-13 | DIRECT FIRED WATER HEATERS | Y
5.4 | WATER INSTALLATIONS (WI) | 5.4.4 | Local Hot Water | 5.4.4.M.1 | Instantaneous under sink, multipoint and over sink units | Water Heater - Electric | nr | 12 | 32-14 | INSTANTANEOUS ELECTRIC WATER HEATERS (non drinks type) | Y
5.4 | WATER INSTALLATIONS (WI) | 5.4.5 | Steam and condensate distribution | 5.4.5.M.1 | Pipelines and fittings | Expansion Bellows - Flue Dilution | TBD | TBD | TBD | TO BE DECIDED | Y
5.4 | WATER INSTALLATIONS (WI) | 5.4.5 | Steam and condensate distribution | 5.4.5.M.1 | Pipelines and fittings | Expansion Bellows - Rubber | TBD | TBD | TBD | TO BE DECIDED | Y
5.4 | WATER INSTALLATIONS (WI) | 5.4.5 | Steam and condensate distribution | 5.4.5.M.1 | Pipelines and fittings | Expansion Bellows - Steel | TBD | TBD | TBD | TO BE DECIDED | Y
5.4 | WATER INSTALLATIONS (WI) | 5.4.5 | Steam and condensate distribution | 5.4.5.M.1 | Pipelines and fittings | Steam Pipework | m2 | 30 | 40-11 | STEAM SERVICES | Y
5.4 | WATER INSTALLATIONS (WI) | 5.4.5 | Steam and condensate distribution | 5.4.5.M.2 | Valves | Pressure Release Valves | nr | 20 | 62-07 | SEAT VALVES | Y
5.4 | WATER INSTALLATIONS (WI) | 5.4.5 | Steam and condensate distribution | 5.4.5.M.3 | Steam reduction stations | Steam reduction stations - Mild Steel | m² | 20 | 40-11 | STEAM SERVICES | Y
5.4 | WATER INSTALLATIONS (WI) | 5.4.5 | Steam and condensate distribution | 5.4.5.M.3 | Steam reduction stations | Steam reduction stations - Steel, galvanised | m² | 35 | 40-11 | STEAM SERVICES | Y
5.4 | WATER INSTALLATIONS (WI) | 5.4.5 | Steam and condensate distribution | 5.4.5.M.4 | Condensate receivers | Condensate receivers and storage tanks | nr | 12 | NCT | NCT | Y
5.4 | WATER INSTALLATIONS (WI) | 5.4.5 | Steam and condensate distribution | 5.4.5.M.5 | Condensate pump sets | Condensate Pump | nr | 20 | 45-03 | CENTRIFUGAL PUMPS | Y
5.4 | WATER INSTALLATIONS (WI) | 5.4.5 | Steam and condensate distribution | 5.4.5.M.6 | Steam connection outlets | Taps and outlet fittings | nr | 20 | 61-02 | TAP AND OUTLET FITTINGS | Y
5.4 | WATER INSTALLATIONS (WI) | 5.4.5 | Steam and condensate distribution | 5.4.5.M.7 | Taps | Taps - Service valve | nr | 15 | 61-03 | SERVICE VALVES | Y
5.4 | WATER INSTALLATIONS (WI) | 5.4.5 | Steam and condensate distribution | 5.4.5.M.8 | Heat exchangers | Plate Heat Exchanger | nr | 15 | 29-07 | WATER TO WATER PLATE HEAT EXCHANGERS | Y
5.4 | WATER INSTALLATIONS (WI) | 5.4.5 | Steam and condensate distribution | 5.4.5.M.9 | Steam Calorifier | Steam Calorifier - Copper | nr | 25 | 32-06 | HOT WATER CALORIFIERS HEATED BY MTHW, HTHW or STEAM | Y
5.4 | WATER INSTALLATIONS (WI) | 5.4.5 | Steam and condensate distribution | 5.4.5.M.9 | Steam Calorifier | Steam Calorifier - Mild Steel | nr | 20 | 32-06 | HOT WATER CALORIFIERS HEATED BY MTHW, HTHW or STEAM | Y
5.4 | WATER INSTALLATIONS (WI) | 5.4.5 | Steam and condensate distribution | 5.4.5.M.10 | Instrumentation and controls | Indicator and displays | nr | 10 | 14-12 | INDICATORS AND DISPLAYS | Y
5.4 | WATER INSTALLATIONS (WI) | 5.4.5 | Steam and condensate distribution | 5.4.5.M.11 | Thermal insulation | Thermal insulation | m² | 30 | 35-01 | THERMAL INSULATION | Y
5.5 | HEAT SOURCE | 5.5.1 | Heat Source | 5.5.1.M.1 | Boiler – biomass | Biomass - Conveyor | nr | 20 | 05-38 | BIOMASS BOILER | Y
5.5 | HEAT SOURCE (HS) | 5.5.1 | Heat Source | 5.5.1.M.1 | Boiler – biomass | Biomass - Hopper | nr | 20 | 05-38 | BIOMASS BOILER | Y
5.5 | HEAT SOURCE (HS) | 5.5.1 | Heat Source | 5.5.1.M.1 | Boiler – biomass | Boiler Unit - Bio Mass | nr | 20 | 05-38 | BIOMASS BOILER | Y
5.5 | HEAT SOURCE (HS) | 5.5.1 | Heat Source | 5.5.1.M.2 | Boiler - gas/oil | Boiler Unit - Atmospheric gas burner, boiler, free standing boiler - (domestic type) | nr | 15 | 05-03 | ATMOSPHERIC GAS BURNER - FREE STANDING BOILER | Y
5.5 | HEAT SOURCE (HS) | 5.5.1 | Heat Source | 5.5.1.M.2 | Boiler - gas/oil | Boiler Unit - Atmospheric gas burner -- condensing boiler - (domestic type) | nr | 20 | 05-04 | ATMOSPHERIC GAS BURNER - CONDENSING BOILER | Y
5.5 | HEAT SOURCE (HS) | 5.5.1 | Heat Source | 5.5.1.M.2 | Boiler - gas/oil | Boiler Unit - Gas fired boiler - shell type, water tube & sectional units MTHW | nr | 25 | 05-03 | ATMOSPHERIC GAS BURNER - FREE STANDING BOILER | Y
5.5 | HEAT SOURCE (HS) | 5.5.1 | Heat Source | 5.5.1.M.2 | Boiler - gas/oil | Boiler Unit - Gas fired boiler - shell type, water tube & sectional units LTHW | nr | 25 | 05-23 | BOILERS LTHW UP TO 95ºC | Y
5.5 | HEAT SOURCE (HS) | 5.5.1 | Heat Source | 5.5.1.M.2 | Boiler - gas/oil | Boiler Unit - Blown gas burner - condensing boiler | nr | 15 | 05-10 | BLOWN GAS BURNER CONDENSING BOILER | Y
5.5 | HEAT SOURCE (HS) | 5.5.1 | Heat Source | 5.5.1.M.2 | Boiler - gas/oil | Boiler Unit - Blown gas burner - modular boiler | nr | 15 | 05-11 | BLOWN GAS BURNER MODULAR BOILER | Y
5.5 | HEAT SOURCE (HS) | 5.5.1 | Heat Source | 5.5.1.M.2 | Boiler - gas/oil | Boiler Unit - Forced draught gas burner condensing boiler | nr | 15 | 05-12 | FORCED DRAUGHT GAS CONDENSING BOILER | Y
5.5 | HEAT SOURCE (HS) | 5.5.1 | Heat Source | 5.5.1.M.2 | Boiler - gas/oil | Boiler Unit - Forced draught (pressure jet) oil condensing boiler | nr | 15 | 05-13 | FORCED DRAUGHT [PRESSURE JET] OIL CONDENSING BOILER | Y
5.5 | HEAT SOURCE (HS) | 5.5.1 | Heat Source | 5.5.1.M.2 | Boiler - gas/oil | Boiler Unit - Gas fired boiler – MTHW up to 120OC | nr | 20 | 05-14 | BOILERS MTHW UP TO 120o C | Y
5.5 | HEAT SOURCE (HS) | 5.5.1 | Heat Source | 5.5.1.M.2 | Boiler - gas/oil | Boiler Unit - Gas fired boiler – LTHW up to 95OC | nr | 20 | 05-23 | BOILERS LTHW UP TO 95ºC | Y
5.5 | HEAT SOURCE (HS) | 5.5.1 | Heat Source | 5.5.1.M.2 | Boiler - gas/oil | Boiler Unit - Atmospheric gas burner – small and/or wall hung | nr | 10 | 05-28 | ATMOSPHERIC GAS BURNER BOILER - SMALL AND/OR WALL HUNG FOR DOMESTIC/LIGHT COMMERCIAL INSTALLATION | Y
5.5 | HEAT SOURCE (HS) | 5.5.1 | Heat Source | 5.5.1.M.2 | Boiler - gas/oil | Boiler Unit - Combination atmospheric burner gas boiler | nr | 10 | 05-29 | COMBINATION ATMOSPHERIC BURNER GAS BOILER | Y
5.5 | HEAT SOURCE (HS) | 5.5.1 | Heat Source | 5.5.1.M.2 | Boiler - gas/oil | Boiler Unit - Atmospheric gas burner/ condensing combination boiler | nr | 20 | 05-30 | ATMOSPHERIC GAS BURNER/CONDENSING COMBINATION BOILER | Y
5.5 | HEAT SOURCE (HS) | 5.5.1 | Heat Source | 5.5.1.M.2 | Boiler - gas/oil | Boiler Unit - Atmospheric gas burners | nr | 20 | 07-01 | ATMOSPHERIC GAS BURNERS | Y
5.5 | HEAT SOURCE (HS) | 5.5.1 | Heat Source | 5.5.1.M.2 | Boiler - gas/oil | Boiler Unit - Blown gas burner | nr | 15 | 07-02 | BLOWN GAS BURNER | Y
5.5 | HEAT SOURCE (HS) | 5.5.1 | Heat Source | 5.5.1.M.2 | Boiler - gas/oil | Boiler Unit - Forced draught gas burner | nr | 15 | 07-03 | FORCED DRAUGHT GAS BURNER | Y
5.5 | HEAT SOURCE (HS) | 5.5.1 | Heat Source | 5.5.1.M.2 | Boiler - gas/oil | Boiler Unit - Forced draught (pressure jet) oil burner | nr | 15 | 07-05 | FORCED DRAUGHT [PRESSURE JET] OIL BURNER | Y
5.5 | HEAT SOURCE (HS) | 5.5.1 | Heat Source | 5.5.1.M.2 | Boiler - gas/oil | Boiler Unit - Light oil vaporising pot burner | nr | 15 | 07-06 | LIGHT OIL VAPORISING POT BURNER | Y
5.5 | HEAT SOURCE (HS) | 5.5.1 | Heat Source | 5.5.1.M.2 | Boiler - gas/oil | Boiler Unit - Gas/ oil burners - dual fuel | nr | 15 | 07-07 | GAS/OIL BURNERS - Dual fuel | Y
5.5 | HEAT SOURCE (HS) | 5.5.1 | Heat Source | 5.5.1.M.3 | Boiler – coal fired | Coal fired coal distribution equipment - Bunkers and conveyors | nr | 20 | 05-05 | COAL FIRED BOILERS Bunkers and Conveyors. | Y
5.5 | HEAT SOURCE (HS) | 5.5.1 | Heat Source | 5.5.1.M.3 | Boiler – coal fired | Coal fired boilers - ash storage handling and feed mechanisms, automatic | nr | 15 | 05-06 | COAL FIRED BOILERS - Coal storage handling and feed mechanisms, automatic ash removal (where fitted) | Y
5.5 | HEAT SOURCE (HS) | 5.5.1 | Heat Source | 5.5.1.M.3 | Boiler – coal fired | Coal feed mechanisms - under feed stokers | nr | 15 | 05-07 | COAL FEED MECHANISMS - Under feed stokers | Y
5.5 | HEAT SOURCE (HS) | 5.5.1 | Heat Source | 5.5.1.M.3 | Boiler – coal fired | Coal feed mechanisms - chain gate stokers | nr | 15 | 05-08 | COAL FEED MECHANISMS - Chain grate stokers | Y
5.5 | HEAT SOURCE (HS) | 5.5.1 | Heat Source | 5.5.1.M.3 | Boiler – coal fired | Ash handling system | nr | 15 | 05-09 | ASH HANDLING SYSTEM | Y
5.5 | HEAT SOURCE (HS) | 5.5.1 | Heat Source | 5.5.1.M.3 | Boiler – coal fired | Solid fuel burners | nr | 15 | 05-08 & 05-27 | COAL FEED MECHANISMS - Chain grate stokers | Y
5.5 | HEAT SOURCE (HS) | 5.5.1 | Heat Source | 5.5.1.M.3 | Boiler – coal fired | Coal fired boiler plant and ancillary items | nr | 20 | 05-06 to 05-09 | COAL FIRED BOILERS - Coal storage handling and feed mechanisms, automatic ash removal (where fitted) | Y
5.5 | HEAT SOURCE (HS) | 5.5.1 | Heat Source | 5.5.1.M.4 | Boiler – electric | Boiler Unit - Electrode mthw / lthw | nr | 15 | 05-21, 05-22 | ELECTRIC BOILERS | Y
5.5 | HEAT SOURCE (HS) | 5.5.1 | Heat Source | 5.5.1.M.4 | Boiler – electric | Boiler Unit - Electrode Steam / hthw | nr | 15 | 05-21, 05-22 | ELECTRIC BOILERS | Y
5.5 | HEAT SOURCE (HS) | 5.5.1 | Heat Source | 5.5.1.M.5 | Packaged steam generators | Packaged Steam Generators | nr | 25 | 05-34 | PACKAGED STEAM GENERATORS | Y
5.5 | HEAT SOURCE (HS) | 5.5.1 | Heat Source | 5.5.1.M.5 | Packaged steam generators | Packaged steam generator – electric | nr | 25 | 05-35 | PAKAGED STEAM GENERATORS - ELECTRIC | Y
5.5 | HEAT SOURCE (HS) | 5.5.1 | Heat Source | 5.5.1.M.5 | Packaged steam generators | Boiler super heater | nr | 25 | 05-37 | BOILER SUPERHEATER | Y
5.5 | HEAT SOURCE (HS) | 5.5.1 | Heat Source | 5.5.1.M.5 | Packaged steam generators | Flash steam vessel | nr | 25 | 40-12 | FLASH STEAM VESSEL | Y
5.5 | HEAT SOURCE (HS) | 5.5.1 | Heat Source | 5.5.1.M.6 | Boiler - wood pellet | Boiler Unit - Wood Pellet | nr | 10 | 05-27 | WASTE AND WOOD BURNING APPLIANCES (including boilers) - BOILER (if fitted) | Y
5.5 | HEAT SOURCE (HS) | 5.5.1 | Heat Source | 5.5.1.M.6 | Boiler - wood pellet | Fire and safety circuits | nr | 12 | 05-25 | WASTE AND WOOD BURNING APPLIANCES (including boilers) - Fire And Boiler Safety Circuits | Y
5.5 | HEAT SOURCE (HS) | 5.5.1 | Heat Source | 5.5.1.M.6 | Boiler - wood pellet | Combustion chamber | nr | 10 | 05-26 | WASTE AND WOOD BURNING APPLIANCES (including boilers) - Combustion Chamber | Y
5.5 | HEAT SOURCE (HS) | 5.5.1 | Heat Source | 5.5.1.M.7 | Central (combined) heat and power (CHP) boiler plant | CHP Plant | nr | 15 | 43-02 | POWER GENERATION--STAND-BY GENERATOR | Y
5.5 | HEAT SOURCE (HS) | 5.5.1 | Heat Source | 5.5.1.M.8 | Heat pumps | Heat pumps | nr | TBD | (45-01 to 45-06) | PUMPS - General | Y
5.5 | HEAT SOURCE (HS) | 5.5.1 | Heat Source | 5.5.1.M.9 | Ground source heating | Ground Source Heat Pump | nr | 20 | NCT | NON CORE TASK | Y
5.5 | HEAT SOURCE (HS) | 5.5.1 | Heat Source | 5.5.1.M.10 | Pumps, valves | Pressure Reducing Valves | nr | 15 | 40-15 | PRESSURE REDUCING VALVES | Y
5.5 | HEAT SOURCE (HS) | 5.5.1 | Heat Source | 5.5.1.M.10 | Pumps, valves | Pressure Release Valves | nr | 20 | 62-07 | SEAT VALVES | Y
5.5 | HEAT SOURCE (HS) | 5.5.1 | Heat Source | 5.5.1.M.11 | Non-storage calorifiers | Step down/non-storage calorifiers | nr | 25 | 32-07 | HOT WATER SUPPLY CALORIFIERS | Y
5.5 | HEAT SOURCE (HS) | 5.5.1 | Heat Source | 5.5.1.M.12 | Solar thermal panels | Solar Panels - Hot Water | nr | 25 | 53-01 | SOLAR HOT WATER PANELS and similar COLLECTING DEVICES | Y
5.5 | HEAT SOURCE (HS) | 5.5.1 | Heat Source | 5.5.1.M.13 | Other heat sources | Other heat sources - Air source heating | nr | 15 | NCT | NCT | Y
5.5 | HEAT SOURCE (HS) | 5.5.1 | Heat Source | 5.5.1.M.14 | Tanks | F&E Closed Storage Tank - Copper | nr | 45 | 56-02 | COLD WATER STORAGE TANKS and CISTERNS | Y
5.5 | HEAT SOURCE (HS) | 5.5.1 | Heat Source | 5.5.1.M.14 | Tanks | F&E Closed Storage Tank - Fibreglass | nr | 25 | 56-02 | COLD WATER STORAGE TANKS and CISTERNS | Y
5.5 | HEAT SOURCE (HS) | 5.5.1 | Heat Source | 5.5.1.M.14 | Tanks | F&E Closed Storage Tank - Polypropylene | nr | 25 | 56-02 | COLD WATER STORAGE TANKS and CISTERNS | Y
5.5 | HEAT SOURCE (HS) | 5.5.1 | Heat Source | 5.5.1.M.14 | Tanks | F&E Closed Storage Tank - Steel | nr | 30 | 56-02 | COLD WATER STORAGE TANKS and CISTERNS | Y
5.5 | HEAT SOURCE (HS) | 5.5.1 | Heat Source | 5.5.1.M.16 | Instrumentation and controls | Control Panel - Heat Pump | nr | 10 | 14-07 | UNIT CONTROLLERS AND SENSOR CONTROLLERS | Y
5.5 | HEAT SOURCE (HS) | 5.5.1 | Heat Source | 5.5.1.M.16 | Instrumentation and controls | Control Panel - Heating System | nr | 10 | 05-15 | MULTIPLE BOILERS - sequence controls | Y
5.5 | HEAT SOURCE (HS) | 5.5.1 | Heat Source | 5.5.1.M.16 | Instrumentation and controls | Fuel/Shut off (Thermal Link/Weight) | nr | 15 | 05-24 | BOILERS - FIRE AND SAFETY CIRCUITS | Y
5.5 | HEAT SOURCE (HS) | 5.5.1 | Heat Source | 5.5.1.M.16 | Instrumentation and controls | Gas Detection | nr | 10 | 23-15,50-11, 82-01 | GAS DETECTOR SENSORS | Y
5.5 | HEAT SOURCE (HS) | 5.5.1 | Heat Source | 5.5.1.M.16 | Instrumentation and controls | Time clock | nr | 10 | 14-08 | CONTROLLER TIMERS | Y
5.5 | HEAT SOURCE (HS) | 5.5.1 | Heat Source | 5.5.1.M.16 | Instrumentation and controls | Emergency Shut Off button - Boiler | nr | 10 | 14-18 | EMERGENCY STOP BUTTONS | Y
5.5 | HEAT SOURCE (HS) | 5.5.1 | Heat Source | 5.5.1.M.16 | Instrumentation and controls | Emergency Shut Off button - Radient Heater | nr | 10 | 14-18 | EMERGENCY STOP BUTTONS | Y
5.5 | HEAT SOURCE (HS) | 5.5.1 | Heat Source | 5.5.1.M.17 | Burner | Force Draft Burner to Boiler | nr | 15 | 07-03 | FORCED DRAUGHT GAS BURNER | Y
5.5 | HEAT SOURCE (HS) | 5.5.1 | Heat Source | 5.5.1.M.17 | Burner | Force Draft Burner to Radiant Heater | nr | 15 | 07-03 | FORCED DRAUGHT GAS BURNER | Y
5.5 | HEAT SOURCE (HS) | 5.5.1 | Heat Source | 5.5.1.M.18 | Gantries | Gantries | nr | 30 | NCT | NCT | Y
5.5 | HEAT SOURCE (HS) | 5.5.1 | Heat Source | 5.5.1.M.19 | Flue system | Flue - Domestic Through Wall | nr | 20 | 24-01 | FLUES (all combustible fuels) | Y
5.5 | HEAT SOURCE (HS) | 5.5.1 | Heat Source | 5.5.1.M.19 | Flue system | Flue - Mild Steel | nr | 15 | 24-01 | FLUES (all combustible fuels) | Y
5.5 | HEAT SOURCE (HS) | 5.5.1 | Heat Source | 5.5.1.M.19 | Flue system | Flue - Stainless Steel | nr | 30 | 24-01 | FLUES (all combustible fuels) | Y
5.6 | SPACE HEATING & AIR CONDITIONING | 5.6.1 | Central Heating | 5.6.1.M.1 | Pipelines and fittings | Pipework - Heating System (copper) | m2 | 45 | 40-01 | PIPEWORK SYSTEMS - General | Y
5.6 | SPACE HEATING & AIR CONDITIONING (SHAC) | 5.6.1 | Central Heating | 5.6.1.M.2 | Pipelines and fittings | Bellows flexible - Rubber | TBD | TBD | TBD | TO BE DECIDED | Y
5.6 | SPACE HEATING & AIR CONDITIONING (SHAC) | 5.6.1 | Central Heating | 5.6.1.M.2 | Pipelines and fittings | Bellows flexible - Stee | TBD | TBD | TBD | TO BE DECIDED | Y
5.6 | SPACE HEATING & AIR CONDITIONING (SHAC) | 5.6.1 | Central Heating | 5.6.1.M.2 | Pipelines and fittings | Expansion Bellows - Flue Dilution | TBD | TBD | TBD | TO BE DECIDED | Y
5.6 | SPACE HEATING & AIR CONDITIONING (SHAC) | 5.6.1 | Central Heating | 5.6.1.M.2 | Pipelines and fittings | Expansion Bellows - Rubber | TBD | TBD | TBD | TO BE DECIDED | Y
5.6 | SPACE HEATING & AIR CONDITIONING (SHAC) | 5.6.1 | Central Heating | 5.6.1.M.2 | Pipelines and fittings | Expansion Bellows - Steel | TBD | TBD | TBD | TO BE DECIDED | Y
5.6 | SPACE HEATING & AIR CONDITIONING (SHAC) | 5.6.1 | Central Heating | 5.6.1.M.2 | Pipelines and fittings | Pipework - Heating System (Plastic) | m2 | 20 | 40-01 | PIPEWORK SYSTEMS - General | Y
5.6 | SPACE HEATING & AIR CONDITIONING (SHAC) | 5.6.1 | Central Heating | 5.6.1.M.2 | Pipelines and fittings | Pipework - Heating System (steel galv) | m2 | 35 | 40-01 | PIPEWORK SYSTEMS - General | Y
5.6 | SPACE HEATING & AIR CONDITIONING (SHAC) | 5.6.1 | Central Heating | 5.6.1.M.2 | Pipelines and fittings | Pipework - Heating System (steel) | m2 | 35 | 40-01 | PIPEWORK SYSTEMS - General | Y
5.6 | SPACE HEATING & AIR CONDITIONING (SHAC) | 5.6.1 | Central Heating | 5.6.1.M.3 | Heat emitters | Fan Convector - Electric | m2 | 15 | 28-01 | HEAT EMITTERS | Y
5.6 | SPACE HEATING & AIR CONDITIONING (SHAC) | 5.6.1 | Central Heating | 5.6.1.M.3 | Heat emitters | Fan Convector - Hot Water | m2 | 15 | 28-01 | HEAT EMITTERS | Y
5.6 | SPACE HEATING & AIR CONDITIONING (SHAC) | 5.6.1 | Central Heating | 5.6.1.M.3 | Heat emitters | Natural convector | m2 | 20 | 28-01 | HEAT EMITTERS | Y
5.6 | SPACE HEATING & AIR CONDITIONING (SHAC) | 5.6.1 | Central Heating | 5.6.1.M.3 | Heat emitters | Natural convectors - electric | m2 | 20 | 28-01 | HEAT EMITTERS | Y
5.6 | SPACE HEATING & AIR CONDITIONING (SHAC) | 5.6.1 | Central Heating | 5.6.1.M.3 | Heat emitters | Natural convectors - water | m2 | 20 | 28-01 | HEAT EMITTERS | Y
5.6 | SPACE HEATING & AIR CONDITIONING (SHAC) | 5.6.1 | Central Heating | 5.6.1.M.3 | Heat emitters | Radiator - Aluminium | m2 | 20 | 28-01 | HEAT EMITTERS | Y
5.6 | SPACE HEATING & AIR CONDITIONING (SHAC) | 5.6.1 | Central Heating | 5.6.1.M.3 | Heat emitters | Radiator - Cast Iron | m2 | 25 | 28-01 | HEAT EMITTERS | Y
5.6 | SPACE HEATING & AIR CONDITIONING (SHAC) | 5.6.1 | Central Heating | 5.6.1.M.3 | Heat emitters | Radiator - Steel | m2 | 20 | 28-01 | HEAT EMITTERS | Y
5.6 | SPACE HEATING & AIR CONDITIONING (SHAC) | 5.6.1 | Central Heating | 5.6.1.M.3 | Heat emitters | Space Unit Heater - Steam / Hot Water | m2 | 15 | 28-01 | HEAT EMITTERS | Y
5.6 | SPACE HEATING & AIR CONDITIONING (SHAC) | 5.6.1 | Central Heating | 5.6.1.M.3 | Heat emitters | Radiant strip heater systems - Steam and hot water | m2 | 20 | 28-01 or 28-03 | HEAT EMITTERS | Y
5.6 | SPACE HEATING & AIR CONDITIONING (SHAC) | 5.6.1 | Central Heating | 5.6.1.M.3 | Heat emitters | Radiant strip heater systems - Electric | m2 | 10 | 28-01 | HEAT EMITTERS | Y
5.6 | SPACE HEATING & AIR CONDITIONING (SHAC) | 5.6.1 | Central Heating | 5.6.1.M.4 | Under-floor heating | Under Floor Heating - Steel pipes | m2 | 25 | 63-01 | UNDERFLOOR HEATING including VEHICLE ACCESS RAMPS | Y
5.6 | SPACE HEATING & AIR CONDITIONING (SHAC) | 5.6.1 | Central Heating | 5.6.1.M.4 | Under-floor heating | Under Floor Heating - Electric | m2 | 20 | 63-01 | UNDERFLOOR HEATING including VEHICLE ACCESS RAMPS | Y
5.6 | SPACE HEATING & AIR CONDITIONING (SHAC) | 5.6.1 | Central Heating | 5.6.1.M.4 | Under-floor heating | Under Floor Heating - plastic pipes | m2 | 30 | 63-01 | UNDERFLOOR HEATING including VEHICLE ACCESS RAMPS | Y
5.6 | SPACE HEATING & AIR CONDITIONING (SHAC) | 5.6.1 | Central Heating | 5.6.1.M.5 | Heated ceiling panels | Heated Ceiling Panel | m2 | 20 | 28-01 | HEAT EMITTERS | Y
5.6 | SPACE HEATING & AIR CONDITIONING (SHAC) | 5.6.1 | Central Heating | 5.6.1.M.6 | Warm air heating | Warm air heating | m2 | 20 | 03-01 | AIR HANDLING UNITS - general | Y
5.6 | SPACE HEATING & AIR CONDITIONING (SHAC) | 5.6.1 | Central Heating | 5.6.1.M.7 | Convection systems | Gas Space Unit Heater | m2 | 10 | 28-04 | GAS FIRED NATURAL AND FAN ASSISTED HEATERS - Conventional and Balanced Flue. | Y
5.6 | SPACE HEATING & AIR CONDITIONING (SHAC) | 5.6.1 | Central Heating | 5.6.1.M.7 | Convection systems (CS) | Convection systems (CS) | m2 | 20 | 28-01 | HEAT EMITTERS | Y
5.6 | SPACE HEATING & AIR CONDITIONING (SHAC) | 5.6.1 | Central Heating | 5.6.1.M.8 | Cable heating systems | Cable heating systems | m2 | 20 | 40-03 | PIPEWORK SYSTEMS-TRACE HEATING | Y
5.6 | SPACE HEATING & AIR CONDITIONING (SHAC) | 5.6.1 | Central Heating | 5.6.1.M.9 | Plenum air heating system | Plenum air heating system | m2 | 35 | 03-01 | AIR HANDLING UNITS - general | Y
5.6 | SPACE HEATING & AIR CONDITIONING (SHAC) | 5.6.1 | Central Heating | 5.6.1.M.10 | Off-peak heating system | Off-peak heating system | m2 | 10 | 28-01 | HEAT EMITTERS | Y
5.6 | SPACE HEATING & AIR CONDITIONING (SHAC) | 5.6.1 | Central Heating | 5.6.1.M.11 | Heated towel rails | Heated towel rail | nr | 20 | 28-01 | HEAT EMITTERS | Y
5.6 | SPACE HEATING & AIR CONDITIONING (SHAC) | 5.6.1 | Central Heating | 5.6.1.M.12 | Valves and fittings | Commissioning Valves | nr | 15 | 62-06, 90-01 | PRESSURE CONTROL VALVES | Y
5.6 | SPACE HEATING & AIR CONDITIONING (SHAC) | 5.6.1 | Central Heating | 5.6.1.M.12 | Valves and fittings | Dirt Separators | nr | TBD | TBD | TO BE DECIDED | Y
5.6 | SPACE HEATING & AIR CONDITIONING (SHAC) | 5.6.1 | Central Heating | 5.6.1.M.12 | Valves and fittings | Valves - Check | nr | 25 | 61-01 | VALVES | Y
5.6 | SPACE HEATING & AIR CONDITIONING (SHAC) | 5.6.1 | Central Heating | 5.6.1.M.12 | Valves and fittings | Valves - gate | nr | 25 | 61-01 | VALVES | Y
5.6 | SPACE HEATING & AIR CONDITIONING (SHAC) | 5.6.1 | Central Heating | 5.6.1.M.12 | Valves and fittings | Valves - Strainers | nr | 25 | 61-01 | VALVES | Y
5.6 | SPACE HEATING & AIR CONDITIONING (SHAC) | 5.6.1 | Central Heating | 5.6.1.M.12 | Valves and fittings | Valves - Thermostatic Mixer | nr | 15 | 61-04 | COMBINATION TAP ASSEMBLIES, MIXING VALVES/TAPS | Y
5.6 | SPACE HEATING & AIR CONDITIONING (SHAC) | 5.6.1 | Central Heating | 5.6.1.M.13 | Ductwork | Ductwork - Flexible | m2 | 15 | 16-02 | DUCTWORK SYSTEM - GENERAL | Y
5.6 | SPACE HEATING & AIR CONDITIONING (SHAC) | 5.6.1 | Central Heating | 5.6.1.M.13 | Ductwork | Ductwork - Galvanised | m2 | 40 | 16-02 | DUCTWORK SYSTEM - GENERAL | Y
5.6 | SPACE HEATING & AIR CONDITIONING (SHAC) | 5.6.1 | Central Heating | 5.6.1.M.13 | Ductwork | Ductwork - Plastic | m2 | 15 | 16-02 | DUCTWORK SYSTEM - GENERAL | Y
5.6 | SPACE HEATING & AIR CONDITIONING (SHAC) | 5.6.1 | Central Heating | 5.6.1.M.14 | Grilles and diffusers | External louvres - Anodised Aluminium | nr | 25 | 26-02 | LOUVRES, BIRD AND INSECT SCREENS | Y
5.6 | SPACE HEATING & AIR CONDITIONING (SHAC) | 5.6.1 | Central Heating | 5.6.1.M.14 | Grilles and diffusers | External louvres - Steel Painted | nr | 20 | 26-02 | LOUVRES, BIRD AND INSECT SCREENS | Y
5.6 | SPACE HEATING & AIR CONDITIONING (SHAC) | 5.6.1 | Central Heating | 5.6.1.M.14 | Grilles and diffusers | Grilles and diffusers - Aluminium | nr | 25 | 26-01 | GRILLES AND DIFFUSERS | Y
5.6 | SPACE HEATING & AIR CONDITIONING (SHAC) | 5.6.1 | Central Heating | 5.6.1.M.14 | Grilles and diffusers | Grilles and diffusers - Painted Metal | nr | 30 | 26-01 | GRILLES AND DIFFUSERS | Y
5.6 | SPACE HEATING & AIR CONDITIONING (SHAC) | 5.6.1 | Central Heating | 5.6.1.M.14 | Grilles and diffusers | Slot Diffusers | nr | 20 | 26-01 | GRILLES AND DIFFUSERS | Y
5.6 | SPACE HEATING & AIR CONDITIONING (SHAC) | 5.6.1 | Central Heating | 5.6.1.M.15 | Plate recuperator | Heat Exchanger - Air to Air | m2 | 20 | 29-03 | PLATE RECUPERATOR | Y
5.6 | SPACE HEATING & AIR CONDITIONING (SHAC) | 5.6.1 | Central Heating | 5.6.1.M.15 | Plate recuperator | Plate recuperator | nr | 20 | 29-03 | PLATE RECUPERATOR | Y
5.6 | SPACE HEATING & AIR CONDITIONING (SHAC) | 5.6.1 | Central Heating | 5.6.1.M.16 | Thermal wheel | Thermal Wheel | nr | 15 | 29-04 | THERMAL WHEELS - ROTARY HEAT REGENERATORS | Y
5.6 | SPACE HEATING & AIR CONDITIONING (SHAC) | 5.6.1 | Central Heating | 5.6.1.M.17 | Duct heater battery - electric | Duct heater battery - electric | nr | 10 | 29-01, 29-02 | HEAT EXCHANGERS - COILS | Y
5.6 | SPACE HEATING & AIR CONDITIONING (SHAC) | 5.6.1 | Central Heating | 5.6.1.M.19 | Instrumentation and controls | Instrumentation and control components | nr | 10 | 14-12 | INDICATORS AND DISPLAYS | Y
5.6 | SPACE HEATING & AIR CONDITIONING (SHAC) | 5.6.1 | Central Heating | 5.6.1.M.20 | Thermal insulation | Thermal insulation | m² | 30 | 35-01 | THERMAL INSULATION | Y
5.6 | SPACE HEATING & AIR CONDITIONING (SHAC) | 5.6.2 | Local Heating | 5.6.2.M.1 | Room heaters or fires | Down Flow Heater | nr | 8 | 29-02 | ELECTRIC/AIR HEATER | Y
5.6 | SPACE HEATING & AIR CONDITIONING (SHAC) | 5.6.2 | Local Heating | 5.6.2.M.1 | Room heaters or fires | Gas Radiant Heater | nr | 10 | 28-03, 28-07 | GAS RADIANT TUBE HEATERS | Y
5.6 | SPACE HEATING & AIR CONDITIONING (SHAC) | 5.6.2 | Local Heating | 5.6.2.M.1 | Room heaters or fires | Space Unit Heater - Electrical Storage | nr | 8 | 29-02 | ELECTRIC/AIR HEATER | Y
5.6 | SPACE HEATING & AIR CONDITIONING (SHAC) | 5.6.2 | Local Heating | 5.6.2.M.1 | Room heaters or fires | Space Unit Heater - Gas / Electric | nr | 10 | 28-02 | GAS FIRED CERAMIC PLAQUE INFRA RED HEATERS | Y
5.6 | SPACE HEATING & AIR CONDITIONING (SHAC) | 5.6.2 | Local Heating | 5.6.2.M.1 | Room heaters or fires | Space Unit Heater - Oil | nr | 15 | 05-46 | OIL FIRED SPACE HEATERS | Y
5.6 | SPACE HEATING & AIR CONDITIONING (SHAC) | 5.6.2 | Local Heating | 5.6.2.M.1 | Room heaters or fires | Space Unit Heater- Electrical Cont Flow | nr | 8 | 29-02 | ELECTRIC/AIR HEATER | Y
5.6 | SPACE HEATING & AIR CONDITIONING (SHAC) | 5.6.2 | Local Heating | 5.6.2.M.1 | Room heaters or fires | Tubular Heaters | nr | 8 | 29-02 | ELECTRIC/AIR HEATER | Y
5.6 | SPACE HEATING & AIR CONDITIONING (SHAC) | 5.6.2 | Local Heating | 5.6.2.M.1 | Room heaters or fires | Gas Fire | nr | 8 | 28-05 | GAS FIRES | Y
5.6 | SPACE HEATING & AIR CONDITIONING (SHAC) | 5.6.2 | Local Heating | 5.6.2.M.2 | Chimneys and flues | Flue - Domestic Through Wall | nr | 20 | 24-01 | FLUES (all combustible fuels) | Y
5.6 | SPACE HEATING & AIR CONDITIONING (SHAC) | 5.6.2 | Local Heating | 5.6.2.M.2 | Chimneys and flues | Flue - Mild Steel | nr | 15 | 24-01 | FLUES (all combustible fuels) | Y
5.6 | SPACE HEATING & AIR CONDITIONING (SHAC) | 5.6.2 | Local Heating | 5.6.2.M.2 | Chimneys and flues | Flue - Stainless Steel | nr | 30 | 24-01 | FLUES (all combustible fuels) | Y
5.6 | SPACE HEATING & AIR CONDITIONING (SHAC) | 5.6.2 | Local Heating | 5.6.2.M.3 | Instrumentation and controls | Controller - Underfloor Heating | nr | 10 | 14-07 | UNIT CONTROLLERS AND SENSOR CONTROLLERS | Y
5.6 | SPACE HEATING & AIR CONDITIONING (SHAC) | 5.6.3 | Central Cooling | 5.6.3.M.1 | Chilled beams | Chilled Beams | m2 | 20 | 59-08 | CHILLED BEAM | Y
5.6 | SPACE HEATING & AIR CONDITIONING (SHAC) | 5.6.3 | Central Cooling | 5.6.3.M.1 | Chilled beams | Chilled Beams Ceiling Panel | m2 | 20 | 59-08 | CHILLED BEAM | Y
5.6 | SPACE HEATING & AIR CONDITIONING (SHAC) | 5.6.3 | Central Cooling | 5.6.3.M.2 | Fan coil units | Fan Coil Units | m2 | 20 | 59-06 | TERMINAL UNITS - FAN COIL | Y
5.6 | SPACE HEATING & AIR CONDITIONING (SHAC) | 5.6.3 | Central Cooling | 5.6.3.M.3 | VAV cooling system | Expansion Bellows - Flue Dilution | TBD | TBD | TBD | TO BE DECIDED | Y
5.6 | SPACE HEATING & AIR CONDITIONING (SHAC) | 5.6.3 | Central Cooling | 5.6.3.M.3 | VAV cooling system | VAV terminal units (box type) - With Silencer | m2 | 15 | 59-01 | TERMINAL UNITS VAV - self powered | Y
5.6 | SPACE HEATING & AIR CONDITIONING (SHAC) | 5.6.3 | Central Cooling | 5.6.3.M.3 | VAV cooling system | VAV terminal units (box type) - With Silencer and Heat Coil | m2 | 15 | 59-01 | TERMINAL UNITS VAV - self powered | Y
5.6 | SPACE HEATING & AIR CONDITIONING (SHAC) | 5.6.3 | Central Cooling | 5.6.3.M.3 | VAV cooling system | VAV terminal units (box type) - Fan Assisted with Silencer | m2 | 15 | 59-01 | TERMINAL UNITS VAV - self powered | Y
5.6 | SPACE HEATING & AIR CONDITIONING (SHAC) | 5.6.3 | Central Cooling | 5.6.3.M.3 | VAV cooling system | Refrigeration evaporators | m2 | 20 | 19-01 | REFRIGERATION EVAPORATORS | Y
5.6 | SPACE HEATING & AIR CONDITIONING (SHAC) | 5.6.3 | Central Cooling | 5.6.3.M.3 | VAV cooling system | DX split systems – with gas, electric or hot water heaters | m2 | 20 | 54-02 | REFRIGERATION EVAPORATORS | Y
5.6 | SPACE HEATING & AIR CONDITIONING (SHAC) | 5.6.3 | Central Cooling | 5.6.3.M.3 | VAV cooling system | Split systems /heat pumps - air cooled with direct expansion evaporator | m2 | 20 | 54-03 | REFRIGERATION EVAPORATORS | Y
5.6 | SPACE HEATING & AIR CONDITIONING (SHAC) | 5.6.3 | Central Cooling | 5.6.3.M.3 | VAV cooling system | Evaporators – shell and tube | m2 | 20 | 19-01 | REFRIGERATION EVAPORATORS | Y
5.6 | SPACE HEATING & AIR CONDITIONING (SHAC) | 5.6.3 | Central Cooling | 5.6.3.M.4 | VRV systems | Variable refrigerant volume (VRV) systems | m2 | 20 | NCT | NON CORE TASK | Y
5.6 | SPACE HEATING & AIR CONDITIONING (SHAC) | 5.6.3 | Central Cooling | 5.6.3.M.5 | Chillers | Chillers - Air Cooled | nr | 15 | 05-31 | AIR TO WATER HEAT PUMP | Y
5.6 | SPACE HEATING & AIR CONDITIONING (SHAC) | 5.6.3 | Central Cooling | 5.6.3.M.5 | Chillers | Chillers - Water Cooled | nr | 15 | 05-32 | WATER TO WATER HEAT PUMP | Y
5.6 | SPACE HEATING & AIR CONDITIONING (SHAC) | 5.6.3 | Central Cooling | 5.6.3.M.5 | Chillers | Close Control AC Condenser | nr | 20 | 13-01 | CONDENSERS - water cooled | Y
5.6 | SPACE HEATING & AIR CONDITIONING (SHAC) | 5.6.3 | Central Cooling | 5.6.3.M.5 | Chillers | Condensor Unit Evaporative | nr | 20 | 13-01 | CONDENSERS - water cooled | Y
5.6 | SPACE HEATING & AIR CONDITIONING (SHAC) | 5.6.3 | Central Cooling | 5.6.3.M.5 | Chillers | Dry Cooler - Epoxy | nr | 20 | 30-03 | DRY COOLERS | Y
5.6 | SPACE HEATING & AIR CONDITIONING (SHAC) | 5.6.3 | Central Cooling | 5.6.3.M.5 | Chillers | Dry Cooler - Galvanised | nr | 20 | 30-03 | DRY COOLERS | Y
5.6 | SPACE HEATING & AIR CONDITIONING (SHAC) | 5.6.3 | Central Cooling | 5.6.3.M.5 | Chillers | Dry Cooler - Plastic Coated | nr | 20 | 30-03 | DRY COOLERS | Y
5.6 | SPACE HEATING & AIR CONDITIONING (SHAC) | 5.6.3 | Central Cooling | 5.6.3.M.5 | Chillers | Packaged Chiller units - Air Cooled | nr | 20 | 09-02 | PACKAGED CHILLER UNITS | Y
5.6 | SPACE HEATING & AIR CONDITIONING (SHAC) | 5.6.3 | Central Cooling | 5.6.3.M.5 | Chillers | Packaged Chiller units - Water Cooled | nr | 20 | 09-02 | PACKAGED CHILLER UNITS | Y
5.6 | SPACE HEATING & AIR CONDITIONING (SHAC) | 5.6.3 | Central Cooling | 5.6.3.M.5 | Chillers | Packaged Chiller units - Absorption type | nr | 25 | 09-03 | LITHIUM BROMIDE/WATER ABSORPTION CHILLERS | Y
5.6 | SPACE HEATING & AIR CONDITIONING (SHAC) | 5.6.3 | Central Cooling | 5.6.3.M.5 | Chillers | Gas fired absorption chillers | nr | 25 | 09-04 | GAS FIRED ABSORPTION CHILLER UP TO 18 KW COOLING CAPACITY | Y
5.6 | SPACE HEATING & AIR CONDITIONING (SHAC) | 5.6.3 | Central Cooling | 5.6.3.M.5 | Chillers | Condensers - water cooled | nr | 20 | 13-01 | CONDENSERS - water cooled | Y
5.6 | SPACE HEATING & AIR CONDITIONING (SHAC) | 5.6.3 | Central Cooling | 5.6.3.M.5 | Chillers | Condensers - air cooled | nr | 20 | 13-02 | CONDENSER - air cooled | Y
5.6 | SPACE HEATING & AIR CONDITIONING (SHAC) | 5.6.3 | Central Cooling | 5.6.3.M.6 | Central refrigeration plant | Central refrigeration plant | nr | 20 | Add | (blank) | Y
5.6 | SPACE HEATING & AIR CONDITIONING (SHAC) | 5.6.3 | Central Cooling | 5.6.3.M.7 | Cooling towers | Cooling Tower - Epoxy Treated | nr | 15 | 30-02 | COOLING TOWERS - Precautions against Legionnaires disease (legionella pneumophila) | Y
5.6 | SPACE HEATING & AIR CONDITIONING (SHAC) | 5.6.3 | Central Cooling | 5.6.3.M.7 | Cooling towers | Cooling Tower - Galvanised Metal | nr | 12 | 30-02 | COOLING TOWERS - Precautions against Legionnaires disease (legionella pneumophila) | Y
5.6 | SPACE HEATING & AIR CONDITIONING (SHAC) | 5.6.3 | Central Cooling | 5.6.3.M.7 | Cooling towers | Cooling Tower - Non Stainless Steel | nr | 25 | 30-02 | COOLING TOWERS - Precautions against Legionnaires disease (legionella pneumophila) | Y
5.6 | SPACE HEATING & AIR CONDITIONING (SHAC) | 5.6.3 | Central Cooling | 5.6.3.M.7 | Cooling towers | Cooling Tower - Plastic Coated Metal | nr | 20 | 30-02 | COOLING TOWERS - Precautions against Legionnaires disease (legionella pneumophila) | Y
5.6 | SPACE HEATING & AIR CONDITIONING (SHAC) | 5.6.3 | Central Cooling | 5.6.3.M.7 | Cooling towers | Cooling Tower - Plastic construction | nr | 20 | 30-02 | COOLING TOWERS - Precautions against Legionnaires disease (legionella pneumophila) | Y
5.6 | SPACE HEATING & AIR CONDITIONING (SHAC) | 5.6.3 | Central Cooling | 5.6.3.M.7 | Cooling towers | Cooling Tower - Stainless steel | nr | 30 | 30-02 | COOLING TOWERS - Precautions against Legionnaires disease (legionella pneumophila) | Y
5.6 | SPACE HEATING & AIR CONDITIONING (SHAC) | 5.6.3 | Central Cooling | 5.6.3.M.7 | Cooling towers | Free cooling adiabatic cooler system | nr | 20 | 65-12, 77-01 | ADIABATIC COOLING SYSTEMS | Y
5.6 | SPACE HEATING & AIR CONDITIONING (SHAC) | 5.6.3 | Central Cooling | 5.6.3.M.8 | Pipelines and fittings | Expansion Bellows - Rubber | TBD | TBD | TBD | TO BE DECIDED | Y
5.6 | SPACE HEATING & AIR CONDITIONING (SHAC) | 5.6.3 | Central Cooling | 5.6.3.M.8 | Pipelines and fittings | Expansion Bellows - Steel | TBD | TBD | TBD | TO BE DECIDED | Y
5.6 | SPACE HEATING & AIR CONDITIONING (SHAC) | 5.6.3 | Central Cooling | 5.6.3.M.8 | Pipelines and fittings | Pipework - Aircon/Chilled beam (Steel Gal) | m2 | 35 | 40-01, 40-02 | PIPEWORK SYSTEMS - General | Y
5.6 | SPACE HEATING & AIR CONDITIONING (SHAC) | 5.6.3 | Central Cooling | 5.6.3.M.8 | Pipelines and fittings | Pipework - Aircon/Chilled beam (Copper) | m2 | 45 | 40-01, 40-02 | PIPEWORK SYSTEMS - General | Y
5.6 | SPACE HEATING & AIR CONDITIONING (SHAC) | 5.6.3 | Central Cooling | 5.6.3.M.8 | Pipelines and fittings | Pipework - Aircon/Chilled beam (Plastic) | m2 | 20 | 40-01, 40-02 | PIPEWORK SYSTEMS - General | Y
5.6 | SPACE HEATING & AIR CONDITIONING (SHAC) | 5.6.3 | Central Cooling | 5.6.3.M.8 | Pipelines and fittings | Pipework - Aircon/Chilled beam (Steel) | m2 | 35 | 40-01, 40-02 | PIPEWORK SYSTEMS - General | Y
5.6 | SPACE HEATING & AIR CONDITIONING (SHAC) | 5.6.3 | Central Cooling | 5.6.3.M.8 | Pipelines and fittings | Pipework - Aircon/Fan coil (Copper) | m2 | 45 | 40-01, 40-02 | PIPEWORK SYSTEMS - General | Y
5.6 | SPACE HEATING & AIR CONDITIONING (SHAC) | 5.6.3 | Central Cooling | 5.6.3.M.8 | Pipelines and fittings | Pipework - Aircon/Fan coil (Plastic) | m2 | 20 | 40-01, 40-02 | PIPEWORK SYSTEMS - General | Y
5.6 | SPACE HEATING & AIR CONDITIONING (SHAC) | 5.6.3 | Central Cooling | 5.6.3.M.8 | Pipelines and fittings | Pipework - Aircon/Fan coil (Steel Gal) | m2 | 35 | 40-01, 40-02 | PIPEWORK SYSTEMS - General | Y
5.6 | SPACE HEATING & AIR CONDITIONING (SHAC) | 5.6.3 | Central Cooling | 5.6.3.M.8 | Pipelines and fittings | Pipework - Aircon/Fan coil (Steel) | m2 | 35 | 40-01, 40-02 | PIPEWORK SYSTEMS - General | Y
5.6 | SPACE HEATING & AIR CONDITIONING (SHAC) | 5.6.3 | Central Cooling | 5.6.3.M.8 | Pipelines and fittings | Pipework - Refrigeration Plant (Steel Gal) | m2 | 30 | 40-01 | PIPEWORK SYSTEMS - General | Y
5.6 | SPACE HEATING & AIR CONDITIONING (SHAC) | 5.6.3 | Central Cooling | 5.6.3.M.8 | Pipelines and fittings | Pipework - Refrigeration Plant (Copper) | m2 | 30 | 40-01 | PIPEWORK SYSTEMS - General | Y
5.6 | SPACE HEATING & AIR CONDITIONING (SHAC) | 5.6.3 | Central Cooling | 5.6.3.M.8 | Pipelines and fittings | Pipework - Refrigeration Plant (Plastic) | m2 | 30 | 40-01 | PIPEWORK SYSTEMS - General | Y
5.6 | SPACE HEATING & AIR CONDITIONING (SHAC) | 5.6.3 | Central Cooling | 5.6.3.M.8 | Pipelines and fittings | Pipework - Refrigeration Plant (Steel) | m2 | 30 | 40-01 | PIPEWORK SYSTEMS - General | Y
5.6 | SPACE HEATING & AIR CONDITIONING (SHAC) | 5.6.3 | Central Cooling | 5.6.3.M.8 | Pipelines and fittings | Plant Room Pipework | m2 | 35 | 40-01, 40-02 | PIPEWORK SYSTEMS - General | Y
5.6 | SPACE HEATING & AIR CONDITIONING (SHAC) | 5.6.3 | Central Cooling | 5.6.3.M.9 | Cold and treated water feeds | Cold and treated water feeds | m2 | 20 | 40-01 | PIPEWORK SYSTEMS - General | Y
5.6 | SPACE HEATING & AIR CONDITIONING (SHAC) | 5.6.3 | Central Cooling | 5.6.3.M.10 | Valves | Valves - Check | nr | 25 | 61-01 | VALVES | Y
5.6 | SPACE HEATING & AIR CONDITIONING (SHAC) | 5.6.3 | Central Cooling | 5.6.3.M.10 | Valves | Valves - gate | nr | 25 | 61-01 | VALVES | Y
5.6 | SPACE HEATING & AIR CONDITIONING (SHAC) | 5.6.3 | Central Cooling | 5.6.3.M.10 | Valves | Valves - Strainers | nr | 25 | 61-01 | VALVES | Y
5.6 | SPACE HEATING & AIR CONDITIONING (SHAC) | 5.6.3 | Central Cooling | 5.6.3.M.10 | Valves | Valves - Thermostatic Mixer | nr | 15 | 61-04 | COMBINATION TAP ASSEMBLIES, MIXING VALVES/TAPS | Y
5.6 | SPACE HEATING & AIR CONDITIONING (SHAC) | 5.6.3 | Central Cooling | 5.6.3.M.11 | Pumps | Pumps - Floor mounted | nr | 20 | 45-02 | CIRCULATING PUMPS-general | Y
5.6 | SPACE HEATING & AIR CONDITIONING (SHAC) | 5.6.3 | Central Cooling | 5.6.3.M.11 | Pumps | Pumps - Floor mounted Twin Head | nr | 20 | 45-02 | CIRCULATING PUMPS-general | Y
5.6 | SPACE HEATING & AIR CONDITIONING (SHAC) | 5.6.3 | Central Cooling | 5.6.3.M.11 | Pumps | Pumps - Accelerator pipe mounted | nr | 10 | 45-02 | CIRCULATING PUMPS-general | Y
5.6 | SPACE HEATING & AIR CONDITIONING (SHAC) | 5.6.3 | Central Cooling | 5.6.3.M.11 | Pumps | Pumps - Domestic | nr | 10 | 45-11 | DOMESTIC HOT WATER ACCELERATORS | Y
5.6 | SPACE HEATING & AIR CONDITIONING (SHAC) | 5.6.3 | Central Cooling | 5.6.3.M.11 | Pumps | Pumps - HWS circulator | nr | 20 | 45-02 | CIRCULATING PUMPS-general | Y
5.6 | SPACE HEATING & AIR CONDITIONING (SHAC) | 5.6.3 | Central Cooling | 5.6.3.M.11 | Pumps | Heat pump - Air to water (Rev. cycle chillers, e.g. Air source heat pump) | nr | 15 | 05-31 | AIR TO WATER HEAT PUMP | Y
5.6 | SPACE HEATING & AIR CONDITIONING (SHAC) | 5.6.3 | Central Cooling | 5.6.3.M.11 | Pumps | Heat pump - Water to water (Rev cycle chillers e.g. water source heat pump) | nr | 15 | 05-32 | WATER TO WATER HEAT PUMP | Y
5.6 | SPACE HEATING & AIR CONDITIONING (SHAC) | 5.6.3 | Central Cooling | 5.6.3.M.11 | Pumps | Pump - Brine to water (Rev. cycle chillers e.g. brine source heat pump) | nr | 15 | 05-33 | BRINE TO WATER HEAT PUMP | Y
5.6 | SPACE HEATING & AIR CONDITIONING (SHAC) | 5.6.3 | Central Cooling | 5.6.3.M.12 | Distribution ductwork and fittings | Ductwork - Flexible | m2 | 15 | 16-02 | DUCTWORK SYSTEM - GENERAL | Y
5.6 | SPACE HEATING & AIR CONDITIONING (SHAC) | 5.6.3 | Central Cooling | 5.6.3.M.12 | Distribution ductwork and fittings | Ductwork - Galvanised | m2 | 40 | 16-02 | DUCTWORK SYSTEM - GENERAL | Y
5.6 | SPACE HEATING & AIR CONDITIONING (SHAC) | 5.6.3 | Central Cooling | 5.6.3.M.12 | Distribution ductwork and fittings | Ductwork - Plastic | m2 | 15 | 16-02 | DUCTWORK SYSTEM - GENERAL | Y
5.6 | SPACE HEATING & AIR CONDITIONING (SHAC) | 5.6.3 | Central Cooling | 5.6.3.M.13 | Grilles, and diffusers | External louvres - Aluminium | nr | 25 | 26-02 | LOUVRES, BIRD AND INSECT SCREENS | Y
5.6 | SPACE HEATING & AIR CONDITIONING (SHAC) | 5.6.3 | Central Cooling | 5.6.3.M.13 | Grilles, and diffusers | External louvres - Steel Painted | nr | 20 | 26-02 | LOUVRES, BIRD AND INSECT SCREENS | Y
5.6 | SPACE HEATING & AIR CONDITIONING (SHAC) | 5.6.3 | Central Cooling | 5.6.3.M.13 | Grilles, and diffusers | Grilles and diffusers - Aluminium | nr | 15 | 16-02 | DUCTWORK SYSTEM - GENERAL | Y
5.6 | SPACE HEATING & AIR CONDITIONING (SHAC) | 5.6.3 | Central Cooling | 5.6.3.M.13 | Grilles, and diffusers | Grilles and diffusers - Painted Metal | nr | 30 | 26-01 | GRILLES AND DIFFUSERS | Y
5.6 | SPACE HEATING & AIR CONDITIONING (SHAC) | 5.6.3 | Central Cooling | 5.6.3.M.13 | Grilles, and diffusers | Slot Diffusers | nr | 20 | 26-01 | GRILLES AND DIFFUSERS | Y
5.6 | SPACE HEATING & AIR CONDITIONING (SHAC) | 5.6.3 | Central Cooling | 5.6.3.M.14 | Air handling units | Air Handling Unit - DX - external | nr | 15 | 03-01 | AIR HANDLING UNITS - general | Y
5.6 | SPACE HEATING & AIR CONDITIONING (SHAC) | 5.6.3 | Central Cooling | 5.6.3.M.14 | Air handling units | Air Handling Unit - DX - internal | nr | 20 | 03-01 | AIR HANDLING UNITS - general | Y
5.6 | SPACE HEATING & AIR CONDITIONING (SHAC) | 5.6.3 | Central Cooling | 5.6.3.M.14 | Air handling units | Air Handling Unit - externally located | nr | 15 | 03-01 | AIR HANDLING UNITS - general | Y
5.6 | SPACE HEATING & AIR CONDITIONING (SHAC) | 5.6.3 | Central Cooling | 5.6.3.M.14 | Air handling units | Air Handling Unit - internally located | nr | 20 | 03-01 | AIR HANDLING UNITS - general | Y
5.6 | SPACE HEATING & AIR CONDITIONING (SHAC) | 5.6.3 | Central Cooling | 5.6.3.M.14 | Air handling units | Belt drives | nr | NLC | 04-01 | BELT DRIVES | Y
5.6 | SPACE HEATING & AIR CONDITIONING (SHAC) | 5.6.3 | Central Cooling | 5.6.3.M.15 | Emission units | Emission units | nr | 15 | 20-03,29-02 | FANS -CENTRIFUGAL | Y
5.6 | SPACE HEATING & AIR CONDITIONING (SHAC) | 5.6.3 | Central Cooling | 5.6.3.M.16 | Instrumentation and controls | Control Panel - Cooling Plant | nr | 10 | 14-11 | MULTI-INPUT CONTROLLERS | Y
5.6 | SPACE HEATING & AIR CONDITIONING (SHAC) | 5.6.3 | Central Cooling | 5.6.3.M.17 | Thermal insulation | Thermal insulation | m2 | 30 | 35-01 | THERMAL INSULATION | Y
5.6 | SPACE HEATING & AIR CONDITIONING (SHAC) | 5.6.3 | Central Cooling | 5.6.3.M.18 | Sundry items | Expansion Bellows - Flue Dilution | TBD | TBD | TBD | TO BE DECIDED | Y
5.6 | SPACE HEATING & AIR CONDITIONING (SHAC) | 5.6.4 | Local Cooling | 5.6.4.M.1 | Local cooling units | Dry Cooler - Epoxy | nr | 25 | 30-03 | DRY COOLERS | Y
5.6 | SPACE HEATING & AIR CONDITIONING (SHAC) | 5.6.4 | Local Cooling | 5.6.4.M.1 | Local cooling units | Dry Cooler - Galvanised | nr | 25 | 30-03 | DRY COOLERS | Y
5.6 | SPACE HEATING & AIR CONDITIONING (SHAC) | 5.6.4 | Local Cooling | 5.6.4.M.1 | Local cooling units | Dry Cooler - Plastic Coated | nr | 25 | 30-03 | DRY COOLERS | Y
5.6 | SPACE HEATING & AIR CONDITIONING (SHAC) | 5.6.4 | Local Cooling | 5.6.4.M.1 | Local cooling units | High Density CO2 Air Conditioning | nr | 25 | 59-06 | TERMINAL UNITS - FAN COIL | Y
5.6 | SPACE HEATING & AIR CONDITIONING (SHAC) | 5.6.4 | Local Cooling | 5.6.4.M.2 | Pipelines and fittings | Pipework - Cooling System (copper) | m2 | 45 | 40-01, 40-02 | PIPEWORK SYSTEMS - General | Y
5.6 | SPACE HEATING & AIR CONDITIONING (SHAC) | 5.6.4 | Local Cooling | 5.6.4.M.2 | Pipelines and fittings | Pipework - Cooling System closed (steel galv) | m2 | 35 | 40-01, 40-02 | PIPEWORK SYSTEMS - General | Y
5.6 | SPACE HEATING & AIR CONDITIONING (SHAC) | 5.6.4 | Local Cooling | 5.6.4.M.2 | Pipelines and fittings | Pipework - Cooling System open (steel galv) | m2 | 25 | 40-01, 40-02 | PIPEWORK SYSTEMS - General | Y
5.6 | SPACE HEATING & AIR CONDITIONING (SHAC) | 5.6.4 | Local Cooling | 5.6.4.M.2 | Pipelines and fittings | Pipework - Cooling System (Plastic) | m2 | 20 | 40-01, 40-02 | PIPEWORK SYSTEMS - General | Y
5.6 | SPACE HEATING & AIR CONDITIONING (SHAC) | 5.6.4 | Local Cooling | 5.6.4.M.3 | Valves | Valves - Check | nr | 25 | 61-01 | VALVES | Y
5.6 | SPACE HEATING & AIR CONDITIONING (SHAC) | 5.6.4 | Local Cooling | 5.6.4.M.3 | Valves | Valves - gate | nr | 25 | 61-01 | VALVES | Y
5.6 | SPACE HEATING & AIR CONDITIONING (SHAC) | 5.6.4 | Local Cooling | 5.6.4.M.3 | Valves | Valves - Strainers | nr | 25 | 61-01 | VALVES | Y
5.6 | SPACE HEATING & AIR CONDITIONING (SHAC) | 5.6.4 | Local Cooling | 5.6.4.M.3 | Valves | Valves - Thermostatic Mixer | nr | 15 | 61-04 | COMBINATION TAP ASSEMBLIES, MIXING VALVES/TAPS | Y
5.6 | SPACE HEATING & AIR CONDITIONING (SHAC) | 5.6.4 | Local Cooling | 5.6.4.M.4 | Ductwork and fittings | Ductwork - Flexible | nr | 15 | 16-02 | DUCTWORK SYSTEM - GENERAL | Y
5.6 | SPACE HEATING & AIR CONDITIONING (SHAC) | 5.6.4 | Local Cooling | 5.6.4.M.4 | Ductwork and fittings | Ductwork - Galvanised | nr | 15 | 16-02 | DUCTWORK SYSTEM - GENERAL | Y
5.6 | SPACE HEATING & AIR CONDITIONING (SHAC) | 5.6.4 | Local Cooling | 5.6.4.M.4 | Ductwork and fittings | Ductwork - Plastic | nr | 40 | 16-02 | DUCTWORK SYSTEM - GENERAL | Y
5.6 | SPACE HEATING & AIR CONDITIONING (SHAC) | 5.6.4 | Local Cooling | 5.6.4.M.5 | Grilles, diffusers fans | Grilles and diffusers - Aluminium | nr | 15 | 26-01 | GRILLES AND DIFFUSERS | Y
5.6 | SPACE HEATING & AIR CONDITIONING (SHAC) | 5.6.4 | Local Cooling | 5.6.4.M.5 | Grilles, diffusers fans | Grilles and diffusers - Painted Metal | nr | 15 | 26-01 | GRILLES AND DIFFUSERS | Y
5.6 | SPACE HEATING & AIR CONDITIONING (SHAC) | 5.6.4 | Local Cooling | 5.6.4.M.5 | Grilles, diffusers fans | Slot Diffusers | nr | 20 | 26-01 | GRILLES AND DIFFUSERS | Y
5.6 | SPACE HEATING & AIR CONDITIONING (SHAC) | 5.6.4 | Local Cooling | 5.6.4.M.6 | Instrumentation and controls | Controller - Air Conditioning | nr | 10 | 14-07 | UNIT CONTROLLERS AND SENSOR CONTROLLERS | Y
5.6 | SPACE HEATING & AIR CONDITIONING (SHAC) | 5.6.5 | Central heating and cooling | 5.6.5.M.1 | Fan coil units1 | Fan coil units1 | m2 | 20 | 59-06 | TERMINAL UNITS - FAN COIL | Y
5.6 | SPACE HEATING & AIR CONDITIONING (SHAC) | 5.6.5 | Central heating and cooling | 5.6.5.M.2 | VAV systems | VAV Boxes - Fan Assisted with Silencer | m2 | 15 | 59-01 | TERMINAL UNITS VAV - self powered | Y
5.6 | SPACE HEATING & AIR CONDITIONING (SHAC) | 5.6.5 | Central heating and cooling | 5.6.5.M.2 | VAV systems | VAV Boxes - With Silencer | m2 | 15 | 59-01 | TERMINAL UNITS VAV - self powered | Y
5.6 | SPACE HEATING & AIR CONDITIONING (SHAC) | 5.6.5 | Central heating and cooling | 5.6.5.M.2 | VAV systems | VAV Boxes - With Silencer and Heat Coil | m2 | 15 | 59-01 | TERMINAL UNITS VAV - self powered | Y
5.6 | SPACE HEATING & AIR CONDITIONING (SHAC) | 5.6.5 | Central heating and cooling | 5.6.5.M.3 | Reverse cycle heat pump systems | Reverse cycle heat pump systems | m2 | TBD | TBD | TBD | Y
5.6 | SPACE HEATING & AIR CONDITIONING (SHAC) | 5.6.5 | Central heating and cooling | 5.6.5.M.4 | Chillers | Absorption chillers | nr | 25 | 09-03, 09-04 | LITHIUM BROMIDE/WATER ABSORPTION CHILLERS | Y
5.6 | SPACE HEATING & AIR CONDITIONING (SHAC) | 5.6.5 | Central heating and cooling | 5.6.5.M.4 | Chillers | Vapour compression chillers | nr | 20 | 12-01, 12-02, 12-03 | COMPRESSORS REFRIGERATION - Reciprocal - (includes hermetic, semi-hermetic and open) | Y
5.6 | SPACE HEATING & AIR CONDITIONING (SHAC) | 5.6.5 | Central heating and cooling | 5.6.5.M.4 | Chillers | Solar thermal absorption chillers | nr | 25 | 32-17 | TBD | Y
5.6 | SPACE HEATING & AIR CONDITIONING (SHAC) | 5.6.5 | Central heating and cooling | 5.6.5.M.5 | Pipelines and fittings | Expansion Bellows - Flue Dilution | TBD | TBD | TBD | TO BE DECIDED | Y
5.6 | SPACE HEATING & AIR CONDITIONING (SHAC) | 5.6.5 | Central heating and cooling | 5.6.5.M.5 | Pipelines and fittings | Expansion Bellows - Rubber | TBD | TBD | TBD | TO BE DECIDED | Y
5.6 | SPACE HEATING & AIR CONDITIONING (SHAC) | 5.6.5 | Central heating and cooling | 5.6.5.M.5 | Pipelines and fittings | Expansion Bellows - Steel | TBD | TBD | TBD | TO BE DECIDED | Y
5.6 | SPACE HEATING & AIR CONDITIONING (SHAC) | 5.6.5 | Central heating and cooling | 5.6.5.M.5 | Pipelines and fittings | Pipework - Central heating and cooling System (copper) | m2 | 45 | 40-01, 40-02 | PIPEWORK SYSTEMS - General | Y
5.6 | SPACE HEATING & AIR CONDITIONING (SHAC) | 5.6.5 | Central heating and cooling | 5.6.5.M.5 | Pipelines and fittings | Pipework - Central heating and cooling System closed (steel galv) | m2 | 35 | 40-01, 40-02 | PIPEWORK SYSTEMS - General | Y
5.6 | SPACE HEATING & AIR CONDITIONING (SHAC) | 5.6.5 | Central heating and cooling | 5.6.5.M.5 | Pipelines and fittings | Pipework - Central heating and cooling System open (steel galv) | m2 | 25 | 40-01, 40-02 | PIPEWORK SYSTEMS - General | Y
5.6 | SPACE HEATING & AIR CONDITIONING (SHAC) | 5.6.5 | Central heating and cooling | 5.6.5.M.5 | Pipelines and fittings | Pipework - Central heating and cooling System (Plastic) | m2 | 20 | 40-01, 40-02 | PIPEWORK SYSTEMS - General | Y
5.6 | SPACE HEATING & AIR CONDITIONING (SHAC) | 5.6.5 | Central heating and cooling | 5.6.5.M.6 | Valves | Valves - Check | nr | 25 | 61-01 | VALVES | Y
5.6 | SPACE HEATING & AIR CONDITIONING (SHAC) | 5.6.5 | Central heating and cooling | 5.6.5.M.6 | Valves | Valves - gate | nr | 25 | 61-01 | VALVES | Y
5.6 | SPACE HEATING & AIR CONDITIONING (SHAC) | 5.6.5 | Central heating and cooling | 5.6.5.M.6 | Valves | Valves - Strainers | nr | 25 | 61-01 | VALVES | Y
5.6 | SPACE HEATING & AIR CONDITIONING (SHAC) | 5.6.5 | Central heating and cooling | 5.6.5.M.6 | Valves | Valves - Thermostatic Mixer | nr | 15 | 61-04 | COMBINATION TAP ASSEMBLIES, MIXING VALVES/TAPS | Y
5.6 | SPACE HEATING & AIR CONDITIONING (SHAC) | 5.6.5 | Central heating and cooling | 5.6.5.M.7 | Pumps | Pumps - Floor mounted | nr | 20 | 45-02 | CIRCULATING PUMPS-general | Y
5.6 | SPACE HEATING & AIR CONDITIONING (SHAC) | 5.6.5 | Central heating and cooling | 5.6.5.M.7 | Pumps | Pumps - Floor mounted Twin Head | nr | 20 | 45-02 | CIRCULATING PUMPS-general | Y
5.6 | SPACE HEATING & AIR CONDITIONING (SHAC) | 5.6.5 | Central heating and cooling | 5.6.5.M.7 | Pumps | Pumps - Accelerator pipe mounted | nr | 10 | 45-02 | CIRCULATING PUMPS-general | Y
5.6 | SPACE HEATING & AIR CONDITIONING (SHAC) | 5.6.5 | Central heating and cooling | 5.6.5.M.7 | Pumps | Pumps - Domestic | nr | 10 | 45-11 | DOMESTIC HOT WATER ACCELERATORS | Y
5.6 | SPACE HEATING & AIR CONDITIONING (SHAC) | 5.6.5 | Central heating and cooling | 5.6.5.M.7 | Pumps | Pumps - HWS circulator | nr | 20 | 45-02 | CIRCULATING PUMPS-general | Y
5.6 | SPACE HEATING & AIR CONDITIONING (SHAC) | 5.6.5 | Central heating and cooling | 5.6.5.M.8 | Distribution ductwork and fittings | Ductwork - Flexible | m2 | 15 | 16-02 | DUCTWORK SYSTEM - GENERAL | Y
5.6 | SPACE HEATING & AIR CONDITIONING (SHAC) | 5.6.5 | Central heating and cooling | 5.6.5.M.8 | Distribution ductwork and fittings | Ductwork - Galvanised | m2 | 40 | 16-02 | DUCTWORK SYSTEM - GENERAL | Y
5.6 | SPACE HEATING & AIR CONDITIONING (SHAC) | 5.6.5 | Central heating and cooling | 5.6.5.M.8 | Distribution ductwork and fittings | Ductwork - Plastic | m2 | 15 | 16-02 | DUCTWORK SYSTEM - GENERAL | Y
5.6 | SPACE HEATING & AIR CONDITIONING (SHAC) | 5.6.5 | Central heating and cooling | 5.6.5.M.9 | Grilles, diffusers, fans, filters | Grilles and diffusers - Aluminium | nr | 15 | 26-01 | GRILLES AND DIFFUSERS | Y
5.6 | SPACE HEATING & AIR CONDITIONING (SHAC) | 5.6.5 | Central heating and cooling | 5.6.5.M.9 | Grilles, diffusers, fans, filters | Grilles and diffusers - Painted Metal | nr | 30 | 26-01 | GRILLES AND DIFFUSERS | Y
5.6 | SPACE HEATING & AIR CONDITIONING (SHAC) | 5.6.5 | Central heating and cooling | 5.6.5.M.9 | Grilles, diffusers, fans, filters | Slot Diffusers | nr | 20 | 26-01 | GRILLES AND DIFFUSERS | Y
5.6 | SPACE HEATING & AIR CONDITIONING (SHAC) | 5.6.5 | Central heating and cooling | 5.6.5.M.10 | Air handling units | Air Handling Unit - DX - external | nr | 15 | 03-01 | AIR HANDLING UNITS - general | Y
5.6 | SPACE HEATING & AIR CONDITIONING (SHAC) | 5.6.5 | Central heating and cooling | 5.6.5.M.10 | Air handling units | Air Handling Unit - DX - internal | nr | 20 | 03-01 | AIR HANDLING UNITS - general | Y
5.6 | SPACE HEATING & AIR CONDITIONING (SHAC) | 5.6.5 | Central heating and cooling | 5.6.5.M.10 | Air handling units | Air Handling Unit - externally located | nr | 15 | 03-01 | AIR HANDLING UNITS - general | Y
5.6 | SPACE HEATING & AIR CONDITIONING (SHAC) | 5.6.5 | Central heating and cooling | 5.6.5.M.10 | Air handling units | Air Handling Unit - internally located | nr | 20 | 03-01 | AIR HANDLING UNITS - general | Y
5.6 | SPACE HEATING & AIR CONDITIONING (SHAC) | 5.6.5 | Central heating and cooling | 5.6.5.M.11 | Fan coil units2 | Fan Coil Units | nr | 25 | 59-06 | TERMINAL UNITS - FAN COIL | Y
5.6 | SPACE HEATING & AIR CONDITIONING (SHAC) | 5.6.5 | Central heating and cooling | 5.6.5.M.13 | Instrumentation and controls | Control Panel | nr | 10 | 14-11 | MULTI-INPUT CONTROLLERS | Y
5.6 | SPACE HEATING & AIR CONDITIONING (SHAC) | 5.6.5 | Central heating and cooling | 5.6.5.M.14 | Thermal insulation | Thermal insulation | m2 | 30 | 35-01 | THERMAL INSULATION | Y
5.6 | SPACE HEATING & AIR CONDITIONING (SHAC) | 5.6.6 | Local heating and cooling | 5.6.6.M.1 | Local heating and cooling | Split Comfort Cooling - Indoor Unit | nr | 15 | 54-02 | DX SPLIT SYSTEMS - with gas, electric or hot water heaters | Y
5.6 | SPACE HEATING & AIR CONDITIONING (SHAC) | 5.6.6 | Local heating and cooling | 5.6.6.M.2 | Pipelines and fittings | Pipework - Local heating and cooling System (copper) | m2 | 45 | 40-01, 40-02 | PIPEWORK SYSTEMS - General | Y
5.6 | SPACE HEATING & AIR CONDITIONING (SHAC) | 5.6.6 | Local heating and cooling | 5.6.6.M.2 | Pipelines and fittings | Pipework - Local heating and cooling System closed (steel galv) | m2 | 35 | 40-01, 40-02 | PIPEWORK SYSTEMS - General | Y
5.6 | SPACE HEATING & AIR CONDITIONING (SHAC) | 5.6.6 | Local heating and cooling | 5.6.6.M.2 | Pipelines and fittings | Pipework - Local heating and cooling System open (steel galv) | m2 | 25 | 40-01, 40-02 | PIPEWORK SYSTEMS - General | Y
5.6 | SPACE HEATING & AIR CONDITIONING (SHAC) | 5.6.6 | Local heating and cooling | 5.6.6.M.2 | Pipelines and fittings | Pipework - Local heating and cooling System (Plastic) | m2 | 20 | 40-01, 40-02 | PIPEWORK SYSTEMS - General | Y
5.6 | SPACE HEATING & AIR CONDITIONING (SHAC) | 5.6.6 | Local heating and cooling | 5.6.6.M.3 | Valves | Valves - Check | nr | 25 | 61-01 | VALVES | Y
5.6 | SPACE HEATING & AIR CONDITIONING (SHAC) | 5.6.6 | Local heating and cooling | 5.6.6.M.3 | Valves | Valves - gate | nr | 25 | 61-01 | VALVES | Y
5.6 | SPACE HEATING & AIR CONDITIONING (SHAC) | 5.6.6 | Local heating and cooling | 5.6.6.M.3 | Valves | Valves - Strainers | nr | 25 | 61-01 | VALVES | Y
5.6 | SPACE HEATING & AIR CONDITIONING (SHAC) | 5.6.6 | Local heating and cooling | 5.6.6.M.3 | Valves | Valves - Thermostatic Mixer | nr | 15 | 61-04 | COMBINATION TAP ASSEMBLIES, MIXING VALVES/TAPS | Y
5.6 | SPACE HEATING & AIR CONDITIONING (SHAC) | 5.6.6 | Local heating and cooling | 5.6.6.M.4 | Pumps | Pumps - Floor mounted Twin Head | nr | 20 | 45-02 | CIRCULATING PUMPS-general | Y
5.6 | SPACE HEATING & AIR CONDITIONING (SHAC) | 5.6.6 | Local heating and cooling | 5.6.6.M.4 | Pumps | Pumps - Accelerator pipe mounted | nr | 10 | 45-02 | CIRCULATING PUMPS-general | Y
5.6 | SPACE HEATING & AIR CONDITIONING (SHAC) | 5.6.6 | Local heating and cooling | 5.6.6.M.4 | Pumps | Pumps - HWS circulator | nr | 20 | 45-02 | CIRCULATING PUMPS-general | Y
5.6 | SPACE HEATING & AIR CONDITIONING (SHAC) | 5.6.6 | Local heating and cooling | 5.6.6.M.5 | Ductwork, fittings and ancillaries | Ductwork - Flexible | m2 | 15 | 16-02 | DUCTWORK SYSTEM - GENERAL | Y
5.6 | SPACE HEATING & AIR CONDITIONING (SHAC) | 5.6.6 | Local heating and cooling | 5.6.6.M.5 | Ductwork, fittings and ancillaries | Ductwork - Galvanised | m2 | 40 | 16-02 | DUCTWORK SYSTEM - GENERAL | Y
5.6 | SPACE HEATING & AIR CONDITIONING (SHAC) | 5.6.6 | Local heating and cooling | 5.6.6.M.5 | Ductwork, fittings and ancillaries | Ductwork - Plastic | m2 | 15 | 16-02 | DUCTWORK SYSTEM - GENERAL | Y
5.6 | SPACE HEATING & AIR CONDITIONING (SHAC) | 5.6.6 | Local heating and cooling | 5.6.6.M.6 | Grilles, diffusers, fans, filters | Grilles and diffusers - Aluminium | nr | 15 | 26-01 | GRILLES AND DIFFUSERS | Y
5.6 | SPACE HEATING & AIR CONDITIONING (SHAC) | 5.6.6 | Local heating and cooling | 5.6.6.M.6 | Grilles, diffusers, fans, filters | Grilles and diffusers - Painted Metal | nr | 30 | 26-01 | GRILLES AND DIFFUSERS | Y
5.6 | SPACE HEATING & AIR CONDITIONING (SHAC) | 5.6.6 | Local heating and cooling | 5.6.6.M.6 | Grilles, diffusers, fans, filters | Slot Diffusers | nr | 20 | 26-01 | GRILLES AND DIFFUSERS | Y
5.6 | SPACE HEATING & AIR CONDITIONING (SHAC) | 5.6.6 | Local heating and cooling | 5.6.6.M.8 | Instrumentation and controls | Control Panel | nr | 10 | 14-11 | MULTI-INPUT CONTROLLERS | Y
5.6 | SPACE HEATING & AIR CONDITIONING (SHAC) | 5.6.6 | Local heating and cooling | 5.6.6.M.9 | Thermal insulation | Thermal insulation | m2 | 30 | 35-01 | THERMAL INSULATION | Y
5.6 | SPACE HEATING & AIR CONDITIONING (SHAC) | 5.6.7 | Central air conditioning | 5.6.7.M.2 | Air conditioning systems | VAV Boxes - Fan Assisted with Silencer | m2 | 15 | 59-01 | TERMINAL UNITS VAV - self powered | Y
5.6 | SPACE HEATING & AIR CONDITIONING (SHAC) | 5.6.7 | Central air conditioning | 5.6.7.M.2 | Air conditioning systems (ACS) | VAV Boxes - With Silencer | m2 | 15 | 59-01 | TERMINAL UNITS VAV - self powered | Y
5.6 | SPACE HEATING & AIR CONDITIONING (SHAC) | 5.6.7 | Central air conditioning | 5.6.7.M.2 | Air conditioning systems (ACS) | VAV Boxes - With Silencer and Heat Coil | m2 | 15 | 59-01 | TERMINAL UNITS VAV - self powered | Y
5.6 | SPACE HEATING & AIR CONDITIONING (SHAC) | 5.6.7 | Central air conditioning | 5.6.7.M.2 | Air conditioning systems (ACS) | Dual-duct air induction conditioning systems | m2 | 40 | 03-01, 16-02 | AIR HANDLING UNITS - general | Y
5.6 | SPACE HEATING & AIR CONDITIONING (SHAC) | 5.6.7 | Central air conditioning | 5.6.7.M.2 | Air conditioning systems (ACS) | Multi-zone conditioning systems | m2 | 40 | 03-01 | AIR HANDLING UNITS - general | Y
5.6 | SPACE HEATING & AIR CONDITIONING (SHAC) | 5.6.7 | Central air conditioning | 5.6.7.M.2 | Air conditioning systems (ACS) | Induction air conditioning systems | nr | 40 | TBD | TBD | Y
5.6 | SPACE HEATING & AIR CONDITIONING (SHAC) | 5.6.7 | Central air conditioning | 5.6.7.M.2 | Air conditioning systems (ACS) | Hybrid air conditioning systems | nr | 40 | TBD | TBD | Y
5.6 | SPACE HEATING & AIR CONDITIONING (SHAC) | 5.6.7 | Central air conditioning | 5.6.7.M.2 | TBD | Coils - Galvanised for Heating | m2 | 12 | 03-01 | AIR HANDLING UNITS - general | Y
5.6 | SPACE HEATING & AIR CONDITIONING (SHAC) | 5.6.7 | Central air conditioning | 5.6.7.M.2 | TBD | Coils - In Duct Unit | m2 | 10 | 16-02 | DUCTWORK SYSTEM - GENERAL | Y
5.6 | SPACE HEATING & AIR CONDITIONING (SHAC) | 5.6.7 | Central air conditioning | 5.6.7.M.2 | TBD | Dehumidifier | nr | 15 | Add Task | ADD TASK | Y
5.6 | SPACE HEATING & AIR CONDITIONING (SHAC) | 5.6.7 | Central air conditioning | 5.6.7.M.2 | TBD | Fins - Aluminium for Cooling | m2 | 15 | 03-01 | AIR HANDLING UNITS - general | Y
5.6 | SPACE HEATING & AIR CONDITIONING (SHAC) | 5.6.7 | Central air conditioning | 5.6.7.M.2 | TBD | Fins - Aluminium for Heating | m2 | 15 | 03-01 | AIR HANDLING UNITS - general | Y
5.6 | SPACE HEATING & AIR CONDITIONING (SHAC) | 5.6.7 | Central air conditioning | 5.6.7.M.2 | TBD | Fins - Copper for Cooling | m2 | 25 | 03-01 | AIR HANDLING UNITS - general | Y
5.6 | SPACE HEATING & AIR CONDITIONING (SHAC) | 5.6.7 | Central air conditioning | 5.6.7.M.2 | TBD | Fins - Copper for Heating | m2 | 25 | 03-01 | AIR HANDLING UNITS - general | Y
5.6 | SPACE HEATING & AIR CONDITIONING (SHAC) | 5.6.7 | Central air conditioning | 5.6.7.M.2 | TBD | Humidifiers - Electrode Bottle | nr | 10 | 33-03 | ELECTRODE BOILER HUMIDIFIER | Y
5.6 | SPACE HEATING & AIR CONDITIONING (SHAC) | 5.6.7 | Central air conditioning | 5.6.7.M.2 | TBD | Humidifiers - Pan type | nr | 10 | 33-03 | ELECTRODE BOILER HUMIDIFIER | Y
5.6 | SPACE HEATING & AIR CONDITIONING (SHAC) | 5.6.7 | Central air conditioning | 5.6.7.M.2 | TBD | Humidifiers - Spinning Disk | nr | 10 | 33-03 | ELECTRODE BOILER HUMIDIFIER | Y
5.6 | SPACE HEATING & AIR CONDITIONING (SHAC) | 5.6.7 | Central air conditioning | 5.6.7.M.2 | TBD | Humidifiers - Spray type | nr | 10 | 33-08 | SPRAY HUMIDIFIER | Y
5.6 | SPACE HEATING & AIR CONDITIONING (SHAC) | 5.6.7 | Central air conditioning | 5.6.7.M.2 | TBD | Humidifiers - Steam Direct | nr | 8 | 33-02 | HUMIDIFIER - Direct steam injection type. | Y
5.6 | SPACE HEATING & AIR CONDITIONING (SHAC) | 5.6.7 | Central air conditioning | 5.6.7.M.2 | TBD | Humidifiers - Steam Electric Generated | nr | 8 | 33-02 | HUMIDIFIER - Direct steam injection type. | Y
5.6 | SPACE HEATING & AIR CONDITIONING (SHAC) | 5.6.7 | Central air conditioning | 5.6.7.M.2 | TBD | Humidifiers - Ultrasonic | nr | 10 | 33-05 | HUMIDIFIERS- Ultra sonic | Y
5.6 | SPACE HEATING & AIR CONDITIONING (SHAC) | 5.6.7 | Central air conditioning | 5.6.7.M.2 | TBD | Spray cooler coils | m2 | 15 | 03-01 | AIR HANDLING UNITS - general | Y
5.6 | SPACE HEATING & AIR CONDITIONING (SHAC) | 5.6.7 | Central air conditioning | 5.6.7.M.4 | Air handling units | Air Handling Unit - DX - external | nr | 15 | 03-01 | AIR HANDLING UNITS - general | Y
5.6 | SPACE HEATING & AIR CONDITIONING (SHAC) | 5.6.7 | Central air conditioning | 5.6.7.M.4 | Air handling units | Air Handling Unit - DX - internal | nr | 20 | 03-01 | AIR HANDLING UNITS - general | Y
5.6 | SPACE HEATING & AIR CONDITIONING (SHAC) | 5.6.7 | Central air conditioning | 5.6.7.M.4 | Air handling units | Air Handling Unit - externally located | nr | 15 | 03-01 | AIR HANDLING UNITS - general | Y
5.6 | SPACE HEATING & AIR CONDITIONING (SHAC) | 5.6.7 | Central air conditioning | 5.6.7.M.4 | Air handling units | Air Handling Unit - internally located | nr | 20 | 03-01 | AIR HANDLING UNITS - general | Y
5.6 | SPACE HEATING & AIR CONDITIONING (SHAC) | 5.6.7 | Central air conditioning | 5.6.7.M.5 | Terminal units/emitters | Fan Coil Units | nr | 20 | 59-06 | TERMINAL UNITS - FAN COIL | Y
5.6 | SPACE HEATING & AIR CONDITIONING (SHAC) | 5.6.7 | Central air conditioning | 5.6.7.M.5 | Terminal units/emitters | Induction Units | nr | 20 | 59-05 | TERMINAL UNITS - INDUCTION UNITS | Y
5.6 | SPACE HEATING & AIR CONDITIONING (SHAC) | 5.6.7 | Central air conditioning | 5.6.7.M.9 | Ductwork and fittings | Ductwork - Flexible | m2 | 15 | 16-02 | DUCTWORK SYSTEM - GENERAL | Y
5.6 | SPACE HEATING & AIR CONDITIONING (SHAC) | 5.6.7 | Central air conditioning | 5.6.7.M.9 | Ductwork and fittings | Ductwork - Galvanised | m2 | 40 | 16-02 | DUCTWORK SYSTEM - GENERAL | Y
5.6 | SPACE HEATING & AIR CONDITIONING (SHAC) | 5.6.7 | Central air conditioning | 5.6.7.M.9 | Ductwork and fittings | Ductwork - Plastic | m2 | 15 | 16-02 | DUCTWORK SYSTEM - GENERAL | Y
5.6 | SPACE HEATING & AIR CONDITIONING (SHAC) | 5.6.7 | Central air conditioning | 5.6.7.M.10 | Grilles, diffusers, fans, filters | External louvres - Aluminium | nr | 15 | 26-02 | LOUVRES, BIRD AND INSECT SCREENS | Y
5.6 | SPACE HEATING & AIR CONDITIONING (SHAC) | 5.6.7 | Central air conditioning | 5.6.7.M.10 | Grilles, diffusers, fans, filters | External louvres - Steel Painted | nr | 20 | 26-02 | LOUVRES, BIRD AND INSECT SCREENS | Y
5.6 | SPACE HEATING & AIR CONDITIONING (SHAC) | 5.6.7 | Central air conditioning | 5.6.7.M.10 | Grilles, diffusers, fans, filters | Grilles and diffusers - Aluminium | nr | 25 | 26-01 | GRILLES AND DIFFUSERS | Y
5.6 | SPACE HEATING & AIR CONDITIONING (SHAC) | 5.6.7 | Central air conditioning | 5.6.7.M.10 | Grilles, diffusers, fans, filters | Grilles and diffusers - Painted Metal | nr | 30 | 26-01 | GRILLES AND DIFFUSERS | Y
5.6 | SPACE HEATING & AIR CONDITIONING (SHAC) | 5.6.7 | Central air conditioning | 5.6.7.M.10 | Grilles, diffusers, fans, filters | Slot Diffusers | nr | 20 | 26-01 | GRILLES AND DIFFUSERS | Y
5.6 | SPACE HEATING & AIR CONDITIONING (SHAC) | 5.6.7 | Central air conditioning | 5.6.7.M.11 | Instrumentation and controls | Controller - Air Conditioning | nr | 10 | 14-11 | MULTI-INPUT CONTROLLERS | Y
5.6 | SPACE HEATING & AIR CONDITIONING (SHAC) | 5.6.7 | Central air conditioning | 5.6.7.M.12 | Thermal insulation | Thermal insulation | m2 | 30 | 35-01 | THERMAL INSULATION | Y
5.6 | SPACE HEATING & AIR CONDITIONING (SHAC) | 5.6.7 | Central air conditioning | 5.6.7.M.1 | Plenum air heating systems | Plenum air heating systems | m2 | Building Life | 03-01 | AIR HANDLING UNITS - general | Y
5.6 | SPACE HEATING & AIR CONDITIONING (SHAC) | 5.6.7 | Central air conditioning | 5.6.7.M.3 | Chillers | Chillers - Lithium bromide water/ absorption chillers | nr | 25 | 09-03 | LITHIUM BROMIDE/WATER ABSORPTION CHILLERS | Y
5.6 | SPACE HEATING & AIR CONDITIONING (SHAC) | 5.6.7 | Central air conditioning | 5.6.7.M.3 | Chillers | Chillers - Gas fired absorption chillers up to 18 kW cooling capacity | nr | 25 | 09-04 | GAS FIRED ABSORPTION CHILLER UP TO 18 KW COOLING CAPACITY | Y
5.6 | SPACE HEATING & AIR CONDITIONING (SHAC) | 5.6.7 | Central air conditioning | 5.6.7.M.3 | Chillers | Chillers - Compressor refrigeration - reciprocating | nr | 20 | 12-01 | COMPRESSORS REFRIGERATION - Reciprocal - (includes hermetic, semi-hermetic and open) | Y
5.6 | SPACE HEATING & AIR CONDITIONING (SHAC) | 5.6.7 | Central air conditioning | 5.6.7.M.3 | Chillers | Chillers - Compressor - screw | nr | 20 | 12-02 | COMPRESSOR - SCREW | Y
5.6 | SPACE HEATING & AIR CONDITIONING (SHAC) | 5.6.7 | Central air conditioning | 5.6.7.M.3 | Chillers | Chillers - Compressor - screw | nr | 25 | 12-02 | COMPRESSOR - SCREW | Y
5.6 | SPACE HEATING & AIR CONDITIONING (SHAC) | 5.6.7 | Central air conditioning | 5.6.7.M.3 | Chillers | Chillers - Compressors refrigeration - centrifugal using R123/134a | nr | 20 | 12-03 | COMPRESSORS REFRIGERATION - CENTRIFUGAL | Y
5.6 | SPACE HEATING & AIR CONDITIONING (SHAC) | 5.6.7 | Central air conditioning | 5.6.7.M.3 | Chillers | Chillers - Solar thermal absorption chillers | nr | 25 | 32-17 | TBD | Y
5.6 | SPACE HEATING & AIR CONDITIONING (SHAC) | 5.6.7 | Central air conditioning | 5.6.7.M.6 | Pipelines and fittings | Plant Room Pipework | m2 | 25 | 40-01 40,02 | PIPEWORK SYSTEMS - General | Y
5.6 | SPACE HEATING & AIR CONDITIONING (SHAC) | 5.6.7 | Central air conditioning | 5.6.7.M.7 | Valves | Valves - Check | nr | 25 | 61-01 | VALVES | Y
5.6 | SPACE HEATING & AIR CONDITIONING (SHAC) | 5.6.7 | Central air conditioning | 5.6.7.M.7 | Valves | Valves - gate | nr | 25 | 61-01 | VALVES | Y
5.6 | SPACE HEATING & AIR CONDITIONING (SHAC) | 5.6.7 | Central air conditioning | 5.6.7.M.7 | Valves | Valves - Strainers | nr | 25 | 61-01 | VALVES | Y
5.6 | SPACE HEATING & AIR CONDITIONING (SHAC) | 5.6.7 | Central air conditioning | 5.6.7.M.7 | Valves | Valves - Thermostatic Mixer | nr | 15 | 61-04 | COMBINATION TAP ASSEMBLIES, MIXING VALVES/TAPS | Y
5.6 | SPACE HEATING & AIR CONDITIONING (SHAC) | 5.6.7 | Central air conditioning | 5.6.7.M.8 | Pumps | Pumps - Floor mounted | nr | 20 | 45-02 | CIRCULATING PUMPS-general | Y
5.6 | SPACE HEATING & AIR CONDITIONING (SHAC) | 5.6.7 | Central air conditioning | 5.6.7.M.8 | Pumps | Pumps - Floor mounted Twin Head | nr | 20 | 45-02 | CIRCULATING PUMPS-general | Y
5.6 | SPACE HEATING & AIR CONDITIONING (SHAC) | 5.6.7 | Central air conditioning | 5.6.7.M.8 | Pumps | Pumps - Accelerator pipe mounted | nr | 10 | 45-02 | CIRCULATING PUMPS-general | Y
5.6 | SPACE HEATING & AIR CONDITIONING (SHAC) | 5.6.7 | Central air conditioning | 5.6.7.M.8 | Pumps | Pumps - Domestic | nr | 10 | 45-11 | DOMESTIC HOT WATER ACCELERATORS | Y
5.6 | SPACE HEATING & AIR CONDITIONING (SHAC) | 5.6.7 | Central air conditioning | 5.6.7.M.8 | Pumps | Pumps - HWS circulator | nr | 20 | 45-02 | CIRCULATING PUMPS-general | Y
5.6 | SPACE HEATING & AIR CONDITIONING (SHAC) | 5.6.8 | Local air conditioning | 5.6.8.M.1 | Air conditioning units | Close Control AC Condenser | nr | 15 | 47-01 | ROOM AIR CONDITIONERS | Y
5.6 | SPACE HEATING & AIR CONDITIONING (SHAC) | 5.6.8 | Local air conditioning | 5.6.8.M.1 | Air conditioning units (ACU) | Unitary A/C / CRAC Unit (DX Type) | nr | 15 | 47-01 | ROOM AIR CONDITIONERS | Y
5.6 | SPACE HEATING & AIR CONDITIONING (SHAC) | 5.6.8 | Local air conditioning | 5.6.8.M.1 | Air conditioning units (ACU) | Split System - Heat Pump | nr | 15 | 54-03 | SPLIT SYSTEMS/ HEATPUMPS – air-cooled with direct expansion evaporator (DX) | Y
5.6 | SPACE HEATING & AIR CONDITIONING (SHAC) | 5.6.8 | Local air conditioning | 5.6.8.M.1 | Air conditioning units (ACU) | Separate clean room air conditioner | nr | 20 | NCT - 5.6.8.2 | NCT - Separate clean room air conditioner | Y
5.6 | SPACE HEATING & AIR CONDITIONING (SHAC) | 5.6.8 | Local air conditioning | 5.6.8.M.4 | Pumps | Pumps - Floor mounted | nr | 20 | 45-02 | CIRCULATING PUMPS-general | Y
5.6 | SPACE HEATING & AIR CONDITIONING (SHAC) | 5.6.8 | Local air conditioning | 5.6.8.M.4 | Pumps | Pumps - Floor mounted Twin Head | nr | 20 | 45-02 | CIRCULATING PUMPS-general | Y
5.6 | SPACE HEATING & AIR CONDITIONING (SHAC) | 5.6.8 | Local air conditioning | 5.6.8.M.4 | Pumps | Pumps - Accelerator pipe mounted | nr | 10 | 45-02 | CIRCULATING PUMPS-general | Y
5.6 | SPACE HEATING & AIR CONDITIONING (SHAC) | 5.6.8 | Local air conditioning | 5.6.8.M.4 | Pumps | Pumps - Domestic | nr | 10 | 45-11 | DOMESTIC HOT WATER ACCELERATORS | Y
5.6 | SPACE HEATING & AIR CONDITIONING (SHAC) | 5.6.8 | Local air conditioning | 5.6.8.M.4 | Pumps | Pumps - HWS circulator | nr | 20 | 45-02 | CIRCULATING PUMPS-general | Y
5.6 | SPACE HEATING & AIR CONDITIONING (SHAC) | 5.6.8 | Local air conditioning | 5.6.8.M.5 | Ductwork, fittings and ancillaries | Ductwork - Flexible | m2 | 15 | 16-02 | DUCTWORK SYSTEM - GENERAL | Y
5.6 | SPACE HEATING & AIR CONDITIONING (SHAC) | 5.6.8 | Local air conditioning | 5.6.8.M.5 | Ductwork, fittings and ancillaries | Ductwork - Galvanised | m2 | 40 | 16-02 | DUCTWORK SYSTEM - GENERAL | Y
5.6 | SPACE HEATING & AIR CONDITIONING (SHAC) | 5.6.8 | Local air conditioning | 5.6.8.M.5 | Ductwork, fittings and ancillaries | Ductwork - Plastic | m2 | 15 | 16-02 | DUCTWORK SYSTEM - GENERAL | Y
5.6 | SPACE HEATING & AIR CONDITIONING (SHAC) | 5.6.8 | Local air conditioning | 5.6.8.M.6 | Grilles, diffusers, fans, filters | Grilles and diffusers - Aluminium | nr | 15 | 26-01 | GRILLES AND DIFFUSERS | Y
5.6 | SPACE HEATING & AIR CONDITIONING (SHAC) | 5.6.8 | Local air conditioning | 5.6.8.M.6 | Grilles, diffusers, fans, filters | Grilles and diffusers - Painted Metal | nr | 30 | 26-01 | GRILLES AND DIFFUSERS | Y
5.6 | SPACE HEATING & AIR CONDITIONING (SHAC) | 5.6.8 | Local air conditioning | 5.6.8.M.6 | Grilles, diffusers, fans, filters | Slot Diffusers | nr | 20 | 26-01 | GRILLES AND DIFFUSERS | Y
5.6 | SPACE HEATING & AIR CONDITIONING (SHAC) | 5.6.8 | Local air conditioning | 5.6.6.M.2 | Pipelines and fittings | Pipework - Local air conditioning System (copper) | m2 | 45 | 40-01, 40-02 | PIPEWORK SYSTEMS - General | Y
5.6 | SPACE HEATING & AIR CONDITIONING (SHAC) | 5.6.8 | Local air conditioning | 5.6.6.M.2 | Pipelines and fittings | Pipework - Local air conditioning System closed (steel galv) | m2 | 35 | 40-01, 40-02 | PIPEWORK SYSTEMS - General | Y
5.6 | SPACE HEATING & AIR CONDITIONING (SHAC) | 5.6.8 | Local air conditioning | 5.6.6.M.2 | Pipelines and fittings | Pipework - Local air conditioning System open (steel galv) | m2 | 25 | 40-01, 40-02 | PIPEWORK SYSTEMS - General | Y
5.6 | SPACE HEATING & AIR CONDITIONING (SHAC) | 5.6.8 | Local air conditioning | 5.6.6.M.2 | Pipelines and fittings | Pipework - Local air conditioning System (Plastic) | m2 | 20 | 40-01, 40-02 | PIPEWORK SYSTEMS - General | Y
5.6 | SPACE HEATING & AIR CONDITIONING (SHAC) | 5.6.8 | Local air conditioning | 5.6.6.M.3 | Valves | Valves - Check | nr | 25 | 61-01 | VALVES | Y
5.6 | SPACE HEATING & AIR CONDITIONING (SHAC) | 5.6.8 | Local air conditioning | 5.6.6.M.3 | Valves | Valves - gate | nr | 25 | 61-01 | VALVES | Y
5.6 | SPACE HEATING & AIR CONDITIONING (SHAC) | 5.6.8 | Local air conditioning | 5.6.6.M.3 | Valves | Valves - Strainers | nr | 25 | 61-01 | VALVES | Y
5.6 | SPACE HEATING & AIR CONDITIONING (SHAC) | 5.6.8 | Local air conditioning | 5.6.6.M.3 | Valves | Valves - Thermostatic Mixer | nr | 15 | 61-04 | COMBINATION TAP ASSEMBLIES, MIXING VALVES/TAPS | Y
5.6 | SPACE HEATING & AIR CONDITIONING (SHAC) | 5.6.8 | Local air conditioning | 5.6.6.M.7 | Instrumentation and controls | Control Panel | nr | 10 | 14-11 | MULTI-INPUT CONTROLLERS | Y
5.6 | SPACE HEATING & AIR CONDITIONING (SHAC) | 5.6.8 | Local air conditioning | 5.6.6.M.8 | Thermal insulation | Thermal insulation | m2 | 30 | 35-01 | THERMAL INSULATION | Y
5.6 | SPACE HEATING & AIR CONDITIONING (SHAC) | 5.6.8 | Local air conditioning | 5.6.6.M.9 | Air curtains | Air curtains | nr | 15 | 20-03, 29-02 | FANS -CENTRIFUGAL | Y
5.7 | VENTILATION SYSTEMS | 5.7.1 | Central ventilation | 5.7.1.M.1 | Air extract systems | Air Handling Unit - external (extract) | nr | 15 | 20-08 | FANS-EXTRACT - including fire/smoke extracts units | Y
5.7 | VENTILATION SYSTEMS (VS) | 5.7.1 | Central ventilation | 5.7.1.M.1 | Air extract systems | Air Handling Unit - internal (extract) | nr | 20 | 20-08 | FANS-EXTRACT - including fire/smoke extracts units | Y
5.7 | VENTILATION SYSTEMS (VS) | 5.7.1 | Central ventilation | 5.7.1.M.2 | Air supply and extract systems | Air Handling Unit - external (supply and extract) | nr | 15 | 20-02 | FANS - VENTILATING - general | Y
5.7 | VENTILATION SYSTEMS (VS) | 5.7.1 | Central ventilation | 5.7.1.M.2 | Air supply and extract systems | Air Handling Unit - internal (supply and extract) | nr | 20 | 20-02 | FANS - VENTILATING - general | Y
5.7 | VENTILATION SYSTEMS (VS) | 5.7.1 | Central ventilation | 5.7.1.M.3 | Extract unit/terminal units | Extract unit/terminal units | nr | 40 | 20-02 | FANS - VENTILATING - general | Y
5.7 | VENTILATION SYSTEMS (VS) | 5.7.1 | Central ventilation | 5.7.1.M.4 | Fan units | Fan - 2 Stage Axial | nr | 15 | 20-04 | FANS- AXIAL | Y
5.7 | VENTILATION SYSTEMS (VS) | 5.7.1 | Central ventilation | 5.7.1.M.4 | Fan units | Fan - Axial | nr | 15 | 20-04 | FANS- AXIAL | Y
5.7 | VENTILATION SYSTEMS (VS) | 5.7.1 | Central ventilation | 5.7.1.M.4 | Fan units | Fan - Extract | nr | 15 | 20-08 | FANS-EXTRACT - including fire/smoke extracts units | Y
5.7 | VENTILATION SYSTEMS (VS) | 5.7.1 | Central ventilation | 5.7.1.M.4 | Fan units | Fan - Flue Dilution | nr | 20 | 20-02 | FANS - VENTILATING - general | Y
5.7 | VENTILATION SYSTEMS (VS) | 5.7.1 | Central ventilation | 5.7.1.M.4 | Fan units | Fan - Roof Mounted | nr | 15 | 20-02 | FANS - VENTILATING - general | Y
5.7 | VENTILATION SYSTEMS (VS) | 5.7.1 | Central ventilation | 5.7.1.M.4 | Fan units | Fan - Smoke Extract | nr | 15 | 20-08 | FANS-EXTRACT - including fire/smoke extracts units | Y
5.7 | VENTILATION SYSTEMS (VS) | 5.7.1 | Central ventilation | 5.7.1.M.4 | Fan units | Fan - Toilet Extract | nr | 15 | 20-08 | FANS-EXTRACT - including fire/smoke extracts units | Y
5.7 | VENTILATION SYSTEMS (VS) | 5.7.1 | Central ventilation | 5.7.1.M.5 | Pipelines and fittings | Pipework - Central ventilation System (copper) | m2 | 45 | 40-01, 40-02 | PIPEWORK SYSTEMS - General | Y
5.7 | VENTILATION SYSTEMS (VS) | 5.7.1 | Central ventilation | 5.7.1.M.5 | Pipelines and fittings | Pipework - Central ventilation System (steel galv) | m2 | 25 | 40-01, 40-02 | PIPEWORK SYSTEMS - General | Y
5.7 | VENTILATION SYSTEMS (VS) | 5.7.1 | Central ventilation | 5.7.1.M.5 | Pipelines and fittings | Pipework - Central ventilation System (steel galv) | m2 | 35 | 40-01, 40-02 | PIPEWORK SYSTEMS - General | Y
5.7 | VENTILATION SYSTEMS (VS) | 5.7.1 | Central ventilation | 5.7.1.M.5 | Pipelines and fittings | Pipework - Central ventilation System (Plastic) | m2 | 20 | 40-01, 40-02 | PIPEWORK SYSTEMS - General | Y
5.7 | VENTILATION SYSTEMS (VS) | 5.7.1 | Central ventilation | 5.7.1.M.6 | Grilles, diffusers, fans, filters | External louvres - Aluminium | nr | 25 | 26-02 | LOUVRES, BIRD AND INSECT SCREENS | Y
5.7 | VENTILATION SYSTEMS (VS) | 5.7.1 | Central ventilation | 5.7.1.M.6 | Grilles, diffusers, fans, filters | External louvres - Steel Painted | nr | 20 | 26-02 | LOUVRES, BIRD AND INSECT SCREENS | Y
5.7 | VENTILATION SYSTEMS (VS) | 5.7.1 | Central ventilation | 5.7.1.M.6 | Grilles, diffusers, fans, filters | Grilles and diffusers - Aluminium | nr | 25 | 26-01 | GRILLES AND DIFFUSERS | Y
5.7 | VENTILATION SYSTEMS (VS) | 5.7.1 | Central ventilation | 5.7.1.M.6 | Grilles, diffusers, fans, filters | Grilles and diffusers - Painted Metal | nr | 30 | 26-01 | GRILLES AND DIFFUSERS | Y
5.7 | VENTILATION SYSTEMS (VS) | 5.7.1 | Central ventilation | 5.7.1.M.6 | Grilles, diffusers, fans, filters | Slot Diffusers | nr | 20 | 26-01 | GRILLES AND DIFFUSERS | Y
5.7 | VENTILATION SYSTEMS (VS) | 5.7.1 | Central ventilation | 5.7.1.M.7 | Ductwork, and fittings | Ductwork - Flexible | m2 | 15 | 16-02 | DUCTWORK SYSTEM - GENERAL | Y
5.7 | VENTILATION SYSTEMS (VS) | 5.7.1 | Central ventilation | 5.7.1.M.7 | Ductwork, and fittings | Ductwork - Galvanised | m2 | 40 | 16-02 | DUCTWORK SYSTEM - GENERAL | Y
5.7 | VENTILATION SYSTEMS (VS) | 5.7.1 | Central ventilation | 5.7.1.M.7 | Ductwork, and fittings | Ductwork - Plastic | m2 | 15 | 16-02 | DUCTWORK SYSTEM - GENERAL | Y
5.7 | VENTILATION SYSTEMS (VS) | 5.7.1 | Central ventilation | 5.7.1.M.8 | Valves | Valves - Check | nr | 25 | 61-01 | VALVES | Y
5.7 | VENTILATION SYSTEMS (VS) | 5.7.1 | Central ventilation | 5.7.1.M.8 | Valves | Valves - gate | nr | 25 | 61-01 | VALVES | Y
5.7 | VENTILATION SYSTEMS (VS) | 5.7.1 | Central ventilation | 5.7.1.M.8 | Valves | Valves - Strainers | nr | 25 | 61-01 | VALVES | Y
5.7 | VENTILATION SYSTEMS (VS) | 5.7.1 | Central ventilation | 5.7.1.M.8 | Valves | Valves - Thermostatic Mixer | nr | 15 | 61-04 | COMBINATION TAP ASSEMBLIES, MIXING VALVES/TAPS | Y
5.7 | VENTILATION SYSTEMS (VS) | 5.7.1 | Central ventilation | 5.7.1.M.9 | Pumps | Pumps - Floor mounted | nr | 20 | 45-02 | CIRCULATING PUMPS-general | Y
5.7 | VENTILATION SYSTEMS (VS) | 5.7.1 | Central ventilation | 5.7.1.M.9 | Pumps | Pumps - Floor mounted Twin Head | nr | 20 | 45-02 | CIRCULATING PUMPS-general | Y
5.7 | VENTILATION SYSTEMS (VS) | 5.7.1 | Central ventilation | 5.7.1.M.9 | Pumps | Pumps - Accelerator pipe mounted | nr | 10 | 45-02 | CIRCULATING PUMPS-general | Y
5.7 | VENTILATION SYSTEMS (VS) | 5.7.1 | Central ventilation | 5.7.1.M.9 | Pumps | Pumps - Domestic | nr | 15 | 45-01 | PUMPS - General | Y
5.7 | VENTILATION SYSTEMS (VS) | 5.7.1 | Central ventilation | 5.7.1.M.9 | Pumps | Pumps - HWS circulator | nr | 20 | 45-02 | CIRCULATING PUMPS-general | Y
5.7 | VENTILATION SYSTEMS (VS) | 5.7.1 | Central ventilation | 5.7.1.M.10 | Instrumentation and controls | Time clock | nr | 10 | 14-08 | CONTROLLER TIMERS | Y
5.7 | VENTILATION SYSTEMS (VS) | 5.7.2 | Local and special ventilation | 5.7.2.M.1 | Extract Fans | Fan - Extract | nr | 15 | 20-08 | FANS-EXTRACT - including fire/smoke extracts units | Y
5.7 | VENTILATION SYSTEMS (VS) | 5.7.2 | Local and special ventilation | 5.7.2.M.1 | Extract Fans | Fan - Toilet Extract | nr | 15 | 20-08 | FANS-EXTRACT - including fire/smoke extracts units | Y
5.7 | VENTILATION SYSTEMS (VS) | 5.7.2 | Local and special ventilation | 5.7.2.M.2 | Kitchen ventilation | Kitchen Hood extract | nr | NLC | 20-08 | FANS-EXTRACT - including fire/smoke extracts units | Y
5.7 | VENTILATION SYSTEMS (VS) | 5.7.2 | Local and special ventilation | 5.7.2.M.3 | Safety cabinet and fume cupboard extracts | Downflow Cabinet | nr | 15 | 20-02 | FANS - VENTILATING - general | Y
5.7 | VENTILATION SYSTEMS (VS) | 5.7.2 | Local and special ventilation | 5.7.2.M.4 | Fume extracts | Fume Cupboard | nr | 15 | 20-08 | FANS-EXTRACT - including fire/smoke extracts units | Y
5.7 | VENTILATION SYSTEMS (VS) | 5.7.2 | Local and special ventilation | 5.7.2.M.5 | Dust collection | Dust Collection Unit | nr | 15 | 64-04 | MOBILE DUST SEPARATOR FOR SPOT EXTRACTION | Y
5.7 | VENTILATION SYSTEMS (VS) | 5.7.2 | Local and special ventilation | 5.7.2.M.6 | Anaesthetic gas extract | Anaesthetic gas extract | nr | 15 | NCT | NCT | Y
5.7 | VENTILATION SYSTEMS (VS) | 5.7.2 | Local and special ventilation | 5.7.2.M.7 | Cyclone systems | Cyclone systems | nr | 15 | NCT | NCT | Y
5.7 | VENTILATION SYSTEMS (VS) | 5.7.2 | Local and special ventilation | 5.7.2.M.8 | Fans | Fan - 2 Stage Axial | nr | 15 | 20-04 | FANS- AXIAL | Y
5.7 | VENTILATION SYSTEMS (VS) | 5.7.2 | Local and special ventilation | 5.7.2.M.8 | Fans | Fan - Axial | nr | 15 | 20-04 | FANS- AXIAL | Y
5.7 | VENTILATION SYSTEMS (VS) | 5.7.2 | Local and special ventilation | 5.7.2.M.9 | Rotating ventilators | Rotating Ventilators | nr | 20 | 20-05 | FANS - PROPELLER | Y
5.7 | VENTILATION SYSTEMS (VS) | 5.7.2 | Local and special ventilation | 5.7.2.M.10 | Fans | Fan - Roof Mounted | nr | 15 | 20-02 | FANS - VENTILATING - general | Y
5.7 | VENTILATION SYSTEMS (VS) | 5.7.2 | Local and special ventilation | 5.7.2.M.11 | Car Park Ventilation | Vehicle Exhaust | nr | 20 | 64-06 | VEHICLE EXHAUST RAIL SYSTEM | Y
5.7 | VENTILATION SYSTEMS (VS) | 5.7.2 | Local and special ventilation | 5.7.2.M.11 | Car Park Ventilation | Local car exhaust ventilation | nr | 15 | 64-03 | SPRING RECOIL HOSE REEL | Y
5.7 | VENTILATION SYSTEMS (VS) | 5.7.2 | Local and special ventilation | 5.7.2.M.12 | Ductwork, and fittings | Ductwork - Flexible | m2 | 15 | 16-02 | DUCTWORK SYSTEM - GENERAL | Y
5.7 | VENTILATION SYSTEMS (VS) | 5.7.2 | Local and special ventilation | 5.7.2.M.12 | Ductwork, and fittings | Ductwork - Galvanised | m2 | 40 | 16-02 | DUCTWORK SYSTEM - GENERAL | Y
5.7 | VENTILATION SYSTEMS (VS) | 5.7.2 | Local and special ventilation | 5.7.2.M.12 | Ductwork, and fittings | Ductwork - Plastic | m2 | 15 | 16-02 | DUCTWORK SYSTEM - GENERAL | Y
5.7 | VENTILATION SYSTEMS (VS) | 5.7.2 | Local and special ventilation | 5.7.2.M.13 | Grilles, diffusers, fans, filters | Grilles and diffusers - Aluminium | nr | 15 | 26-01 | GRILLES AND DIFFUSERS | Y
5.7 | VENTILATION SYSTEMS (VS) | 5.7.2 | Local and special ventilation | 5.7.2.M.13 | Grilles, diffusers, fans, filters | Grilles and diffusers - Painted Metal | nr | 30 | 26-01 | GRILLES AND DIFFUSERS | Y
5.7 | VENTILATION SYSTEMS (VS) | 5.7.2 | Local and special ventilation | 5.7.2.M.13 | Grilles, diffusers, fans, filters | Slot Diffusers | nr | 20 | 26-01 | GRILLES AND DIFFUSERS | Y
5.7 | VENTILATION SYSTEMS (VS) | 5.7.2 | Local and special ventilation | 5.7.2.M.14 | Instrumentation and controls | Controller - Ventilation | nr | 10 | 14-07 | UNIT CONTROLLERS AND SENSOR CONTROLLERS | Y
5.7 | VENTILATION SYSTEMS (VS) | 5.7.2 | Local and special ventilation | 5.7.2.M.14 | Instrumentation and controls | PIR - Fan | nr | 8 | 50-09 | OCCUPANCY and LIGHT SENSORS | Y
5.7 | VENTILATION SYSTEMS | 5.7.3 | Smoke extract / control | 5.7.3.M.1 | Automatic smoke extract systems | Ductwork Smoke Dampers - Interated | m2 | 30 | 52-02 | SMOKE RELIEF - Natural smoke and heat exhaust ventilators | Y
5.7 | VENTILATION SYSTEMS (VS) | 5.7.3 | Smoke extract / control | 5.7.3.M.1 | Automatic smoke extract systems | Ductwork Smoke Dampers - Stand Alone | m2 | 30 | 52-02 | SMOKE RELIEF - Natural smoke and heat exhaust ventilators | Y
5.7 | VENTILATION SYSTEMS (VS) | 5.7.3 | Smoke extract / control | 5.7.3.M.1 | Automatic smoke extract systems | Fan - Smoke Extract | m2 | 15 | 20-08 | FANS-EXTRACT - including fire/smoke extracts units | Y
5.7 | VENTILATION SYSTEMS (VS) | 5.7.3 | Smoke extract / control | 5.7.3.M.1 | Automatic smoke extract systems | Smoke / Fire Curtain | m2 | 20 | 52-04 | SMOKE CURTAINS | Y
5.7 | VENTILATION SYSTEMS (VS) | 5.7.3 | Smoke extract / control | 5.7.3.M.1 | Automatic smoke extract systems | Smoke Relief Ventilators | m2 | 30 | 52-02 | SMOKE RELIEF - Natural smoke and heat exhaust ventilators | Y
5.7 | VENTILATION SYSTEMS (VS) | 5.7.3 | Smoke extract / control | 5.7.3.M.1 | Automatic smoke extract systems | Smoke Relief Ventilators - Powered | m2 | 30 | 52-03 | SMOKE RELIEF - Powered smoke and heat exhaust ventilators | Y
5.7 | VENTILATION SYSTEMS (VS) | 5.7.3 | Smoke extract / control | 5.7.3.M.2 | Automatic smoke compartmentalisation systems | Automatic smoke compartmentalisation systems | nr | 20 | 20-08 | FANS-EXTRACT - including fire/smoke extracts units | Y
5.7 | VENTILATION SYSTEMS (VS) | 5.7.3 | Smoke extract / control | 5.7.3.M.3 | Fans | Fan units | nr | 40 | 20-02 | FANS - VENTILATING - general | Y
5.7 | VENTILATION SYSTEMS (VS) | 5.7.3 | Smoke extract / control | 5.7.3.M.4 | Ductwork and fittings | Ductwork and fittings | nr | 15 | 20-02 | FANS - VENTILATING - general | Y
5.7 | VENTILATION SYSTEMS (VS) | 5.7.3 | Smoke extract / control | 5.7.3.M.5 | Grilles, diffusers, fans, filters | Grilles and diffusers - Aluminium | nr | 15 | 26-01 | GRILLES AND DIFFUSERS | Y
5.7 | VENTILATION SYSTEMS (VS) | 5.7.3 | Smoke extract / control | 5.7.3.M.6 | Grilles, diffusers, fans, filters | Grilles and diffusers - Painted Metal | nr | 30 | 26-01 | GRILLES AND DIFFUSERS | Y
5.7 | VENTILATION SYSTEMS (VS) | 5.7.3 | Smoke extract / control | 5.7.3.M.7 | Instrumentation and controls | Instrumentation and control components | nr | 10 | 14-07 | UNIT CONTROLLERS AND SENSOR CONTROLLERS | Y
5.8 | ELECTRICAL INSTALLATIONS | 5.8.1 | Electrical mains and sub-mains distribution | 5.8.1.M.1 | LV Distribution | Consumer Units | m2 | 20 | 44-08 | ELECTRICAL INSTALLATION - GENERALLY | Y
5.8 | ELECTRICAL INSTALLATIONS (EI) | 5.8.1 | Electrical mains and sub-mains distribution | 5.8.1.M.1 | LV Distribution | Distributed Amplifier Unit | m2 | 20 | 44-05 | POWER DISTRIBUTION UNIT (PDU) | Y
5.8 | ELECTRICAL INSTALLATIONS (EI) | 5.8.1 | Electrical mains and sub-mains distribution | 5.8.1.M.1 | LV Distribution | Inverter | m2 | 15 | 44-08 | ELECTRICAL INSTALLATION - GENERALLY | Y
5.8 | ELECTRICAL INSTALLATIONS (EI) | 5.8.1 | Electrical mains and sub-mains distribution | 5.8.1.M.1 | LV Distribution | LV Panel | m2 | 20 | 44-02 | MAIN SWITCH PANEL AT SUPPLY INTAKE | Y
5.8 | ELECTRICAL INSTALLATIONS (EI) | 5.8.1 | Electrical mains and sub-mains distribution | 5.8.1.M.1 | LV Distribution | PFC & MD Transformer | m2 | 20 | 44-03 | MAXIMUM DEMAND and POWER FACTOR CORRECTION | Y
5.8 | ELECTRICAL INSTALLATIONS (EI) | 5.8.1 | Electrical mains and sub-mains distribution | 5.8.1.M.1 | LV Distribution | Power Distribution Unit | m2 | 20 | 44-05 | POWER DISTRIBUTION UNIT (PDU) | Y
5.8 | ELECTRICAL INSTALLATIONS (EI) | 5.8.1 | Electrical mains and sub-mains distribution | 5.8.1.M.1 | LV Distribution | Voltage Optimisation Unit | m2 | 20 | 44-03 | MAXIMUM DEMAND and POWER FACTOR CORRECTION | Y
5.8 | ELECTRICAL INSTALLATIONS (EI) | 5.8.1 | Electrical mains and sub-mains distribution | 5.8.1.M.1 | LV Distribution | Distribution boards | m2 | 20 | 44-08 | ELECTRICAL INSTALLATION - GENERALLY | Y
5.8 | ELECTRICAL INSTALLATIONS (EI) | 5.8.1 | Electrical mains and sub-mains distribution | 5.8.1.M.1 | LV Distribution | Final circuits and outlets | m2 | 20 | 44-08 | ELECTRICAL INSTALLATION - GENERALLY | Y
5.8 | ELECTRICAL INSTALLATIONS (EI) | 5.8.1 | Electrical mains and sub-mains distribution | 5.8.1.M.1 | LV Distribution | Circuit breakers | m2 | 20 | 44-08 | ELECTRICAL INSTALLATION - GENERALLY | Y
5.8 | ELECTRICAL INSTALLATIONS (EI) | 5.8.1 | Electrical mains and sub-mains distribution | 5.8.1.M.2 | HV Main Incomer and Panel | HV Main Incomer / Panel | m2 | 30 | 44-02, 44-08 | MAIN SWITCH PANEL AT SUPPLY INTAKE | Y
5.8 | ELECTRICAL INSTALLATIONS (EI) | 5.8.1 | Electrical mains and sub-mains distribution | 5.8.1.M.3 | Distribution Board | Distribution Boards | m2 | 20 | 44-07 | DISTRIBUTION BOARDS | Y
5.8 | ELECTRICAL INSTALLATIONS (EI) | 5.8.1 | Electrical mains and sub-mains distribution | 5.8.1.M.4 | Mains Cabling | Mains Cabling | m2 | 35 | 44-08 | ELECTRICAL INSTALLATION - GENERALLY | Y
5.8 | ELECTRICAL INSTALLATIONS (EI) | 5.8.1 | Electrical mains and sub-mains distribution | 5.8.1.M.4 | Mains Cabling | Sub-Mains Distribution Wiring - mineral insulated | m2 | 35 | 44-08 | ELECTRICAL INSTALLATION - GENERALLY | Y
5.8 | ELECTRICAL INSTALLATIONS (EI) | 5.8.1 | Electrical mains and sub-mains distribution | 5.8.1.M.4 | Mains Cabling | Sub-Mains Distribution Wiring - thermoplastic | m2 | 35 | 44-08 | ELECTRICAL INSTALLATION - GENERALLY | Y
5.8 | ELECTRICAL INSTALLATIONS (EI) | 5.8.1 | Electrical mains and sub-mains distribution | 5.8.1.M.4 | Mains Cabling | Sub-Mains Distribution Wiring - thermosetting | m2 | 35 | 44-08 | ELECTRICAL INSTALLATION - GENERALLY | Y
5.8 | ELECTRICAL INSTALLATIONS (EI) | 5.8.1 | Electrical mains and sub-mains distribution | 5.8.1.M.5 | Conduits and trunking | Conduits and trunking | m2 | 30-35 | 44-08 | ELECTRICAL INSTALLATION - GENERALLY | Y
5.8 | ELECTRICAL INSTALLATIONS (EI) | 5.8.1 | Electrical mains and sub-mains distribution | 5.8.1.M.6 | Busbar trunking | Busbar Chamber | m2 | 35 | 44-08 | ELECTRICAL INSTALLATION - GENERALLY | Y
5.8 | ELECTRICAL INSTALLATIONS (EI) | 5.8.1 | Electrical mains and sub-mains distribution | 5.8.1.M.6 | Busbar trunking | Busbar trunking | m2 | 35 | 44-08 | ELECTRICAL INSTALLATION - GENERALLY | Y
5.8 | ELECTRICAL INSTALLATIONS (EI) | 5.8.1 | Electrical mains and sub-mains distribution | 5.8.1.M.6 | Busbar trunking | Mains Busbar | m2 | 35 | 44-08 | ELECTRICAL INSTALLATION - GENERALLY | Y
5.8 | ELECTRICAL INSTALLATIONS (EI) | 5.8.1 | Electrical mains and sub-mains distribution | 5.8.1.M.7 | Transformers | 110v Transformer | nr | 30 | 70-07 | CAST RESIN TRANSFORMER | Y
5.8 | ELECTRICAL INSTALLATIONS (EI) | 5.8.1 | Electrical mains and sub-mains distribution | 5.8.1.M.7 | Transformers | Transformer (Dry type) | nr | 30 | 70-07 | CAST RESIN TRANSFORMER | Y
5.8 | ELECTRICAL INSTALLATIONS (EI) | 5.8.1 | Electrical mains and sub-mains distribution | 5.8.1.M.7 | Transformers | Transformer (Oil Type) | nr | 30 | 70-06 | FLUID FILLED TRANSFORMER | Y
5.8 | ELECTRICAL INSTALLATIONS (EI) | 5.8.1 | Electrical mains and sub-mains distribution | 5.8.1.M.8 | Feeder Pillar | Feed Pillar | nr | 30 | 44-08 | ELECTRICAL INSTALLATION - GENERALLY | Y
5.8 | ELECTRICAL INSTALLATIONS (EI) | 5.8.1 | Electrical mains and sub-mains distribution | 5.8.1.M.9 | Electricity Monitoring System | Electricity Monitoring System | item | TBD | TBD | TO BE DECIDED | Y
5.8 | ELECTRICAL INSTALLATIONS (EI) | 5.8.1 | Electrical mains and sub-mains distribution | 5.8.1.M.9 | Surge Protection | Surge Protection | item | TBD | TBD | TO BE DECIDED | Y
5.8 | ELECTRICAL INSTALLATIONS (EI) | 5.8.1 | Electrical mains and sub-mains distribution | 5.8.1.M.9 | Surge Protection | Hazardous area (Electrics) - Flame proof equipment | item | 20 | 27-01 & 27-02 | Hazardous areas - FLAME PROOF EQUIPMENT | Y
5.8 | ELECTRICAL INSTALLATIONS (EI) | 5.8.1 | Electrical mains and sub-mains distribution | 5.8.1.M.9 | Surge Protection | Hazardous area (Electrics) – Lighting | item | 15 | 27-01 & 27-03 | Hazardous areas - LIGHTING | Y
5.8 | ELECTRICAL INSTALLATIONS (EI) | 5.8.2 | Power Installations | 5.8.1.M.1 | LV Distribution | Power Supply Unit | m2 | 20 | TBD | TO BE DECIDED | Y
5.8 | ELECTRICAL INSTALLATIONS (EI) | 5.8.2 | Power Installations | 5.8.2.M.1 | General LV power installations | General LV power installations | m2 | 25 | 44-08 | ELECTRICAL INSTALLATION - GENERALLY | Y
5.8 | ELECTRICAL INSTALLATIONS (EI) | 5.8.2 | Power Installations | 5.8.2.M.2 | Extra LV supply installations | Extra LV supply installations | m2 | 25 | 44-08 | ELECTRICAL INSTALLATION - GENERALLY | Y
5.8 | ELECTRICAL INSTALLATIONS (EI) | 5.8.2 | Power Installations | 5.8.2.M.3 | DC installations | DC installations | m2 | 25 | NCT | NCT | Y
5.8 | ELECTRICAL INSTALLATIONS (EI) | 5.8.2 | Power Installations | 5.8.2.M.4 | Distribution Board | Distribution boards -20yrs | m2 | 20 | 44-07 | DISTRIBUTION BOARDS | Y
5.8 | ELECTRICAL INSTALLATIONS (EI) | 5.8.2 | Power Installations | 5.8.2.M.4 | Distribution Board | LV main switchgear - 30 yrs; | m2 | 30 | 44-02 | MAIN SWITCH PANEL AT SUPPLY INTAKE | Y
5.8 | ELECTRICAL INSTALLATIONS (EI) | 5.8.2 | Power Installations | 5.8.2.M.5 | UPS System | Reciprocating Engine | nr | 20 | NCT | POWER DISTRIBUTION UNIT (PDU) | Y
5.8 | ELECTRICAL INSTALLATIONS (EI) | 5.8.2 | Power Installations | 5.8.2.M.5 | UPS System | Turbine Engine | nr | 20 | NCT | NON CORE TASK | Y
5.8 | ELECTRICAL INSTALLATIONS (EI) | 5.8.2 | Power Installations | 5.8.2.M.5 | UPS System | UPS - Battery / Inverter | nr | 20 | 43-03 | BATTERIES - LEAD ACID - unsealed | Y
5.8 | ELECTRICAL INSTALLATIONS (EI) | 5.8.2 | Power Installations | 5.8.2.M.5 | UPS System | UPS Inverter | nr | 20 | 43-05 | UNINTERRUPTIBLE POWER SUPPLIES | Y
5.8 | ELECTRICAL INSTALLATIONS (EI) | 5.8.2 | Power Installations | 5.8.2.M.5 | UPS System | UPS - Batteries - Sealed | nr | 5 | 43-04 | BATTERY CHARGING EQUIPMENT | Y
5.8 | ELECTRICAL INSTALLATIONS (EI) | 5.8.2 | Power Installations | 5.8.2.M.5 | UPS System | UPS - Capacitors | nr | 5 | 43-05 | BATTERIES - LEAD ACID - unsealed | Y
5.8 | ELECTRICAL INSTALLATIONS (EI) | 5.8.2 | Power Installations | 5.8.2.M.5 | UPS System | UPS Diesel (DRUPS) | nr | 20 | NCT | NON CORE TASK | Y
5.8 | ELECTRICAL INSTALLATIONS (EI) | 5.8.2 | Power Installations | 5.8.2.M.6 | Cables and wiring | Cables and wiring - Armoured cables and conduits | m2 | 35 | 44-04 | ARMOURED CABLES AND CONDUITS | Y
5.8 | ELECTRICAL INSTALLATIONS (EI) | 5.8.2 | Power Installations | 5.8.2.M.6 | Cables and wiring | Cables and wiring - Ring main / sub-circuits - general | m2 | 20 | 44-08 | ELECTRICAL INSTALLATION - GENERALLY | Y
5.8 | ELECTRICAL INSTALLATIONS (EI) | 5.8.2 | Power Installations | 5.8.2.M.6 | Cables and wiring | Cables and wiring - Ring main/ sub-circuits - spur outlets | m2 | 15 | 44-08 part | ELECTRICAL INSTALLATION - GENERALLY | Y
5.8 | ELECTRICAL INSTALLATIONS (EI) | 5.8.2 | Power Installations | 5.8.2.M.6 | Cables and wiring | Cables and wiring - Three phase circuits - Power outlets | m2 | 15 | 44-09 | THREE PHASE CIRCUITS | Y
5.8 | ELECTRICAL INSTALLATIONS (EI) | 5.8.2 | Power Installations | 5.8.2.M.8 | socket outlets | Fuse switches - Single phase | nr | 15 | 44-10 | ISOLATORS/STARTERS/FUSESWITCHES | Y
5.8 | ELECTRICAL INSTALLATIONS (EI) | 5.8.2 | Power Installations | 5.8.2.M.8 | socket outlets | Fuse switches - Three phase | nr | 15 | 44-10 | ISOLATORS/STARTERS/FUSESWITCHES | Y
5.8 | ELECTRICAL INSTALLATIONS (EI) | 5.8.2 | Power Installations | 5.8.2.M.8 | socket outlets | LV Protection System - MCB | nr | 15 | 44-10 | ISOLATORS/STARTERS/FUSESWITCHES | Y
5.8 | ELECTRICAL INSTALLATIONS (EI) | 5.8.2 | Power Installations | 5.8.2.M.8 | socket outlets | LV Protection System - MCCB | nr | 15 | 44-10 | ISOLATORS/STARTERS/FUSESWITCHES | Y
5.8 | ELECTRICAL INSTALLATIONS (EI) | 5.8.2 | Power Installations | 5.8.2.M.8 | socket outlets | LV Protection System - RCB | nr | 15 | 44-10 | ISOLATORS/STARTERS/FUSESWITCHES | Y
5.8 | ELECTRICAL INSTALLATIONS (EI) | 5.8.2 | Power Installations | 5.8.2.M.8 | socket outlets | LV Protection System - RCD / RCCB | nr | 15 | 44-10 | ISOLATORS/STARTERS/FUSESWITCHES | Y
5.8 | ELECTRICAL INSTALLATIONS (EI) | 5.8.2 | Power Installations | 5.8.2.M.8 | socket outlets | LV Protection System - SSOs | nr | 15 | 44-10 | ISOLATORS/STARTERS/FUSESWITCHES | Y
5.8 | ELECTRICAL INSTALLATIONS (EI) | 5.8.2 | Power Installations | 5.8.2.M.10 | Sundry items | Emergency Shut Off button - Electrical Equip | nr | 10 | 14-18 | EMERGENCY STOP BUTTONS | Y
5.8 | ELECTRICAL INSTALLATIONS (EI) | 5.8.2 | Power Installations | 5.8.2.M.11 | PAT testing | PAT testing | nr | 1 | 42-01 | PORTABLE APPLIANCE TESTING (PAT) | Y
5.8 | ELECTRICAL INSTALLATIONS (EI) | 5.8.2 | Power Installations | 5.8.2.M.12 | Fixed wiring test | Fixed wiring test | % | 5 | 44-08 | ELECTRICAL INSTALLATION - GENERALLY | Y
5.8 | ELECTRICAL INSTALLATIONS (EI) | 5.8.3 | Lighting installations | 5.8.3.M.1 | Light fittings - general | Light fittings Ext - Bulkhead | m2 | 15 | 36-04 | EXTERNAL LIGHTING including ILLUMINATED SIGNS | Y
5.8 | ELECTRICAL INSTALLATIONS (EI) | 5.8.3 | Lighting installations | 5.8.3.M.1 | Light fittings - general | Light fittings Int - Batten Fluorescent | m2 | 20 | 36-03 | LIGHTING FITTINGS including LUMINAIRES general | Y
5.8 | ELECTRICAL INSTALLATIONS (EI) | 5.8.3 | Lighting installations | 5.8.3.M.1 | Light fittings - general | Light fittings Int - Domestic | m2 | 20 | 36-03 | LIGHTING FITTINGS including LUMINAIRES general | Y
5.8 | ELECTRICAL INSTALLATIONS (EI) | 5.8.3 | Lighting installations | 5.8.3.M.1 | Light fittings - general | Light fittings Int - Fluorescent | m2 | 20 | 36-03 | LIGHTING FITTINGS including LUMINAIRES general | Y
5.8 | ELECTRICAL INSTALLATIONS (EI) | 5.8.3 | Lighting installations | 5.8.3.M.1 | Light fittings - general | Light fittings Int - High Bay Sodium | m2 | 20 | 36-03 | LIGHTING FITTINGS including LUMINAIRES general | Y
5.8 | ELECTRICAL INSTALLATIONS (EI) | 5.8.3 | Lighting installations | 5.8.3.M.1 | Light fittings - general | Light fittings Int - Modular Fluorescent | m2 | 20 | 36-03 | LIGHTING FITTINGS including LUMINAIRES general | Y
5.8 | ELECTRICAL INSTALLATIONS (EI) | 5.8.3 | Lighting installations | 5.8.3.M.1 | Light fittings - general | Light fittings Int - Office modular | m2 | 20 | 36-03 | LIGHTING FITTINGS including LUMINAIRES general | Y
5.8 | ELECTRICAL INSTALLATIONS (EI) | 5.8.3 | Lighting installations | 5.8.3.M.1 | Light fittings - general | Light fittings Int - Tungsten | m2 | 20 | 36-03 | LIGHTING FITTINGS including LUMINAIRES general | Y
5.8 | ELECTRICAL INSTALLATIONS (EI) | 5.8.3 | Lighting installations | 5.8.3.M.1 | Light fittings - general | Light fittings Int - Vapour Sealed | m2 | 20 | 36-03 | LIGHTING FITTINGS including LUMINAIRES general | Y
5.8 | ELECTRICAL INSTALLATIONS (EI) | 5.8.3 | Lighting installations | 5.8.3.M.1 | Light fittings - general | Light fittings Int - Workshop/low spec | m2 | 20 | 36-03 | LIGHTING FITTINGS including LUMINAIRES general | Y
5.8 | ELECTRICAL INSTALLATIONS (EI) | 5.8.3 | Lighting installations | 5.8.3.M.1 | Light fittings - general | Light fittings Internal - Halogen | m2 | 20 | 36-03 | LIGHTING FITTINGS including LUMINAIRES general | Y
5.8 | ELECTRICAL INSTALLATIONS (EI) | 5.8.3 | Lighting installations | 5.8.3.M.2 | Emergency lighting | Emergency Lighting - | M2/nr | 25 | 37-01 | EMERGENCY LIGHTING self contained | Y
5.8 | ELECTRICAL INSTALLATIONS (EI) | 5.8.3 | Lighting installations | 5.8.3.M.2 | Emergency lighting | Emergency Lighting - Bulkhead | M2/nr | 25 | 37-01 | EMERGENCY LIGHTING self contained | Y
5.8 | ELECTRICAL INSTALLATIONS (EI) | 5.8.3 | Lighting installations | 5.8.3.M.2 | Emergency lighting | Emergency Lighting - Office | M2/nr | 25 | 37-02 | EMERGENCY LIGHTING externally powered | Y
5.8 | ELECTRICAL INSTALLATIONS (EI) | 5.8.3 | Lighting installations | 5.8.3.M.2 | Emergency lighting | Emergency Lighting - Workshop | M2/nr | 25 | 37-02 | EMERGENCY LIGHTING externally powered | Y
5.8 | ELECTRICAL INSTALLATIONS (EI) | 5.8.3 | Lighting installations | 5.8.3.M.2 | Emergency lighting | Light fittings Ext - Bulk - emergency | M2/nr | 25 | 37-01 | EMERGENCY LIGHTING self contained | Y
5.8 | ELECTRICAL INSTALLATIONS (EI) | 5.8.3 | Lighting installations | 5.8.3.M.3 | External lighting | Light fittings Ext - Floodlight | m2 | 15 | 36-04 | EXTERNAL LIGHTING including ILLUMINATED SIGNS | Y
5.8 | ELECTRICAL INSTALLATIONS (EI) | 5.8.3 | Lighting installations | 5.8.3.M.4 | Distribution boards | LV switchgear and Distribution boards | m2 | 25-30 | 44-07 | DISTRIBUTION BOARDS | Y
5.8 | ELECTRICAL INSTALLATIONS (EI) | 5.8.3 | Lighting installations | 5.8.3.M.5 | Cables and wiring | Lighting Distribution Wiring | m2 | 15-20 | 44-04 | ARMOURED CABLES AND CONDUITS | Y
5.8 | ELECTRICAL INSTALLATIONS (EI) | 5.8.3 | Lighting installations | 5.8.3.M.6 | Conduits and cable trunking | Conduits and cable trunking | m2 | 25-30 | 44-04 | ARMOURED CABLES AND CONDUITS | Y
5.8 | ELECTRICAL INSTALLATIONS (EI) | 5.8.3 | Lighting installations | 5.8.3.M.7 | Light fittings | Fittings to lighting points | nr | 10 | 36-03 | LIGHTING FITTINGS including LUMINAIRES general | Y
5.8 | ELECTRICAL INSTALLATIONS (EI) | 5.8.3 | Lighting installations | 5.8.3.M.8 | Lighting Switches | Lighting Switches | nr | 10 | 36-02 | LIGHTING-SWITCHES-INTERNAL AND EXTERNAL | Y
5.8 | ELECTRICAL INSTALLATIONS (EI) | 5.8.3 | Lighting installations | 5.8.3.M.9 | Luminaires / lamps | Luminaires / lamps | M2/nr | TBD | 36-01 | INTRODUCTORY PROCEDURES | Y
5.8 | ELECTRICAL INSTALLATIONS (EI) | 5.8.3 | Lighting installations | 5.8.3.M.10 | Lighting control equipment | PIR - Lighting | nr | 8 | 50-09 | OCCUPANCY and LIGHT SENSORS | Y
5.8 | ELECTRICAL INSTALLATIONS (EI) | 5.8.3 | Lighting installations | 5.8.3.M.10 | Lighting control equipment | Time clock | nr | 10 | 14-08 | CONTROLLER TIMERS | Y
5.8 | ELECTRICAL INSTALLATIONS (EI) | 5.8.4 | Specialist lighting installations | 5.8.4.M.1 | Illuminated display signs | Illuminated Signage | nr | 20 | 36-04 | EXTERNAL LIGHTING including ILLUMINATED SIGNS | Y
5.8 | ELECTRICAL INSTALLATIONS (EI) | 5.8.4 | Specialist lighting installations | 5.8.4.M.2 | Studio Lighting | Specialist lighting - Studio | m2 | 20 | NCT | NON CORE TASK | Y
5.8 | ELECTRICAL INSTALLATIONS (EI) | 5.8.4 | Specialist lighting installations | 5.8.4.M.3 | Auditorium lighting | Specialist lighting - Auditorium | m2 | 20 | NCT | NON CORE TASK | Y
5.8 | ELECTRICAL INSTALLATIONS (EI) | 5.8.4 | Specialist lighting installations | 5.8.4.M.4 | Arena lighting | Specialist lighting - Arena | m2 | 15 | NCT | NON CORE TASK | Y
5.8 | ELECTRICAL INSTALLATIONS (EI) | 5.8.4 | Specialist lighting installations | 5.8.4.M.5 | Operating theatre and other specialist lighting | Specialist lighting - Infra Red | m2 | 20 | NCT | NON CORE TASK | Y
5.8 | ELECTRICAL INSTALLATIONS (EI) | 5.8.4 | Specialist lighting installations | 5.8.4.M.5 | Operating theatre and other specialist lighting | Specialist lighting - Operating Theatres | m2 | 20 | NCT | NON CORE TASK | Y
5.8 | ELECTRICAL INSTALLATIONS (EI) | 5.8.4 | Specialist lighting installations | 5.8.4.M.5 | Operating theatre and other specialist lighting | Specialist lighting - Other | m2 | 20 | NCT | NON CORE TASK | Y
5.8 | ELECTRICAL INSTALLATIONS (EI) | 5.8.4 | Specialist lighting installations | 5.8.4.M.6 | Distribution boards | LV switchgear and Distribution boards | m2 | 25-30 | 44-07 | DISTRIBUTION BOARDS | Y
5.8 | ELECTRICAL INSTALLATIONS (EI) | 5.8.4 | Specialist lighting installations | 5.8.4.M.7 | Cables and wiring | Lighting Distribution Wiring | m2 | 15-20 | 44-04 | ARMOURED CABLES AND CONDUITS | Y
5.8 | ELECTRICAL INSTALLATIONS (EI) | 5.8.4 | Specialist lighting installations | 5.8.4.M.8 | Conduits and cable trunking | Conduits and cable trunking | m2 | 25-30 | 44-04 | ARMOURED CABLES AND CONDUITS | Y
5.8 | ELECTRICAL INSTALLATIONS (EI) | 5.8.4 | Specialist lighting installations | 5.8.4.M.9 | Light fittings | Fittings to lighting points | nr | 10 | 36-03 | LIGHTING FITTINGS including LUMINAIRES general | Y
5.8 | ELECTRICAL INSTALLATIONS (EI) | 5.8.4 | Specialist lighting installations | 5.8.4.M.10 | Lighting Switches | Lighting Switches | nr | 10 | 36-02 | LIGHTING-SWITCHES-INTERNAL AND EXTERNAL | Y
5.8 | ELECTRICAL INSTALLATIONS (EI) | 5.8.4 | Specialist lighting installations | 5.8.4.M.11 | Luminaires / lamps | Luminaires / lamps | m2 | TBD | 36-01 | INTRODUCTORY PROCEDURES | Y
5.8 | ELECTRICAL INSTALLATIONS (EI) | 5.8.4 | Specialist lighting installations | 5.8.4.M.12 | Lighting gantries | Lighting gantries | nr | TBD | NCT | NCT | Y
5.8 | ELECTRICAL INSTALLATIONS (EI) | 5.8.4 | Specialist lighting installations | 5.8.4.M.13 | Lighting control equipment | Lighting control equipment | nr | 10 | 14-08 | CONTROLLER TIMERS | Y
5.8 | ELECTRICAL INSTALLATIONS (EI) | 5.8.5 | Local electricity generation systems | 5.8.5.1.M.1 | Stand by generator | Batteries - Sealed | nr | 5 | 43-03 | BATTERIES - LEAD ACID - unsealed | Y
5.8 | ELECTRICAL INSTALLATIONS (EI) | 5.8.5 | Local electricity generation systems | 5.8.5.1.M.1 | Stand by generator | Batteries - Unsealed | nr | 20 | 43-03 | BATTERIES - LEAD ACID - unsealed | Y
5.8 | ELECTRICAL INSTALLATIONS (EI) | 5.8.5 | Local electricity generation systems | 5.8.5.1.M.1 | Stand by generator | Battery Charger | nr | 20 | 43-04 | BATTERY CHARGING EQUIPMENT | Y
5.8 | ELECTRICAL INSTALLATIONS (EI) | 5.8.5 | Local electricity generation systems | 5.8.5.1.M.1 | Stand by generator | Closed Transfer Switch (LTM) | nr | NLC | NCT | NCT | Y
5.8 | ELECTRICAL INSTALLATIONS (EI) | 5.8.5 | Local electricity generation systems | 5.8.5.1.M.1 | Stand by generator | Control Panel - Electrical Generator | nr | 10 | 14-11 | MULTI-INPUT CONTROLLERS | Y
5.8 | ELECTRICAL INSTALLATIONS (EI) | 5.8.5 | Local electricity generation systems | 5.8.5.1.M.1 | Stand by generator | Open Transfer Switch (ATS) | nr | 20 | 43-02 | POWER GENERATION--STAND-BY GENERATOR | Y
5.8 | ELECTRICAL INSTALLATIONS (EI) | 5.8.5 | Local electricity generation systems | 5.8.5.1.M.1 | Stand by generator | Standby Generator | nr | 30 | 43-02 | POWER GENERATION--STAND-BY GENERATOR | Y
5.8 | ELECTRICAL INSTALLATIONS (EI) | 5.8.5 | Local electricity generation systems | 5.8.5.1.M.1 | Stand by generator | Generator portable | nr | 30 | 43-02 | POWER GENERATION--STAND-BY GENERATOR | Y
5.8 | ELECTRICAL INSTALLATIONS (EI) | 5.8.5 | Local electricity generation systems | 5.8.5.1.M.2 | Ancillary components | Ancillary components | nr | 15-20 | 44-04 | ARMOURED CABLES AND CONDUITS | Y
5.8 | ELECTRICAL INSTALLATIONS (EI) | 5.8.5 | Local electricity generation systems | 5.8.5.5.M.2 | Photovoltaic devices | Solar Panel - Photovoltaic | nr | 25 | 43-06 | PHOTOVOLTAIC DEVICES, INCLUDING CELLS, PANELS, MODULES AND THE LIKE | Y
5.8 | ELECTRICAL INSTALLATIONS (EI) | 5.8.5 | Local electricity generation systems | 5.8.5.4.M.7 | Sundry items | Battery Monitoring Equip. | nr | 20 | 43-03 | BATTERIES - LEAD ACID - unsealed | Y
5.8 | ELECTRICAL INSTALLATIONS (EI) | 5.8.5 | Local electricity generation systems | 5.8.5.5.M.7 | Sundry items | Battery Monitoring Equip. | nr | 20 | 43-03 | BATTERIES - LEAD ACID - unsealed | Y
5.8 | ELECTRICAL INSTALLATIONS (EI) | 5.8.6 | Earthing and bonding systems | 5.8.6.M.1 | Earthing and bonding cables | Earthing Bonding - Major | m2 | 30 | 44-06 | EARTHING | Y
5.8 | ELECTRICAL INSTALLATIONS (EI) | 5.8.6 | Earthing and bonding systems | 5.8.6.M.2 | Lightning Conductor and Earth | Earthing and bonding components - protective conductors | m2 | 30 | Part of 44-06 | EARTHING | Y
5.8 | ELECTRICAL INSTALLATIONS (EI) | 5.8.6 | Earthing and bonding systems | 5.8.6.M.2 | Lightning Conductor and Earth | Earthing and bonding components - earth clamps and tapes | m2 | NLC | Part of 44-06 | EARTHING | Y
5.8 | ELECTRICAL INSTALLATIONS (EI) | 5.8.6 | Earthing and bonding systems | 5.8.6.M.2 | Lightning Conductor and Earth | Earthing and bonding components - clean earth bars | m2 | NLC | Part of 44-06 | EARTHING | Y
5.8 | ELECTRICAL INSTALLATIONS (EI) | 5.8.6 | Earthing and bonding systems | 5.8.6.M.2 | Lightning Conductor and Earth | Earthing and bonding components - earth electrodes | m2 | 30 | Part of 44-06 | EARTHING | Y
5.8 | ELECTRICAL INSTALLATIONS (EI) | 5.8.6 | Earthing and bonding systems | 5.8.6.M.2 | Lightning Conductor and Earth | Earthing and bonding components - earthing bus bars | m2 | 30 | Part of 44-06 | EARTHING | Y
5.8 | ELECTRICAL INSTALLATIONS (EI) | 5.8.6 | Earthing and bonding systems | 5.8.6.M.2 | Lightning Conductor and Earth | Earthing and bonding components - earthing rod covers and boxed | m2 | 30 | Part of 44-06 | EARTHING | Y
5.8 | ELECTRICAL INSTALLATIONS (EI) | 5.8.6 | Earthing and bonding systems | 5.8.6.M.2 | Lightning Conductor and Earth | Earthing and bonding components - equipotential bonding | m2 | NLC | Part of 44-06 | EARTHING | Y
5.9 | FUEL INSTALLATIONS | 5.9.1 | Fuel storage | 5.9.1.M.1 | Fuel systems | Fuel systems - Biomas | nr | 30 | 56-05 | STORAGE TANKS - OIL | Y
5.9 | FUEL INSTALLATIONS (FI) | 5.9.1 | Fuel storage | 5.9.1.M.1 | Fuel systems | Fuel systems - Oil | nr | 30 | 56-05 | STORAGE TANKS - OIL | Y
5.9 | FUEL INSTALLATIONS (FI) | 5.9.1 | Fuel storage | 5.9.1.M.1 | Fuel systems | Fuel systems - Diesel | nr | 30 | 56-05 | STORAGE TANKS - OIL | Y
5.9 | FUEL INSTALLATIONS (FI) | 5.9.1 | Fuel storage | 5.9.1.M.1 | Fuel systems | Fuel systems - LPG | nr | 30 | 56-04 | STORAGE TANKS - LIQUEFIED PETROLEUM GAS (LPG) | Y
5.9 | FUEL INSTALLATIONS (FI) | 5.9.1 | Fuel storage | 5.9.1.M.2 | Fuel storage tanks | Oil Storage Tank - Mild Steel | nr | 30 | 56-05 | STORAGE TANKS - OIL | Y
5.9 | FUEL INSTALLATIONS (FI) | 5.9.1 | Fuel storage | 5.9.1.M.2 | Fuel storage tanks | Oil Storage Tank - Plastic | nr | 30 | 56-05 | STORAGE TANKS - OIL | Y
5.9 | FUEL INSTALLATIONS (FI) | 5.9.1 | Fuel storage | 5.9.1.M.2 | Fuel storage tanks | Oil fuel handling plant | nr | 15 | NCT | NCT | Y
5.9 | FUEL INSTALLATIONS (FI) | 5.9.1 | Fuel storage | 5.9.1.M.2 | Fuel storage tanks | Diesel storage system | nr | 30 | NCT | NCT | Y
5.9 | FUEL INSTALLATIONS (FI) | 5.9.2 | Fuel distribution systems | 5.9.2.M.2 | Pipelines and fittings | Gas Pipework | m2 | 30 | 40-10 | PIPEWORK FOR LOW PRESSURE NATURAL GAS, LIQUEFIED PETROLEUM GAS (LPG) OR OIL | Y
5.9 | FUEL INSTALLATIONS (FI) | 5.9.2 | Fuel distribution systems | 5.9.2.M.2 | Pipelines and fittings | Oil Pipework | m2 | 30 | 40-10 | PIPEWORK FOR LOW PRESSURE NATURAL GAS, LIQUEFIED PETROLEUM GAS (LPG) OR OIL | Y
5.9 | FUEL INSTALLATIONS (FI) | 5.9.2 | Fuel distribution systems | 5.9.2.M.3 | Pumps | Oil Pump | nr | 20 | 45-01 | PUMPS - General | Y
5.9 | FUEL INSTALLATIONS (FI) | 5.9.2 | Fuel distribution systems | 5.9.2.M.3 | Pumps | Rotary Hand pump | nr | 20 | 45-05 | ROTARY HAND PUMPS | Y
5.9 | FUEL INSTALLATIONS (FI) | 5.9.2 | Fuel distribution systems | 5.9.2.M.3 | Valves | Fuel Valves - Check | nr | 25 | 61-01 | VALVES | Y
5.9 | FUEL INSTALLATIONS (FI) | 5.9.2 | Fuel distribution systems | 5.9.2.M.3 | Valves | Fuel Valves - Gate | nr | 25 | 61-01 | VALVES | Y
5.9 | FUEL INSTALLATIONS (FI) | 5.9.2 | Fuel distribution systems | 5.9.2.M.4 | Gas distribution components | Gas Booster Set | m2 | 20 | 05-39 | GAS BOOSTER SETS | Y
5.9 | FUEL INSTALLATIONS (FI) | 5.9.2 | Fuel distribution systems | 5.9.2.M.4 | Gas distribution components | Meter - Fuel | m2 | 20 | NCT | NON CORE TASK | Y
5.9 | FUEL INSTALLATIONS (FI) | 5.9.2 | Fuel distribution systems | 5.9.2.M.4 | Gas distribution components | Regulator / Gas Valves | nr | 30 | 05-40 | GAS GOVERNOR OR GAS REGULATOR | Y
5.9 | FUEL INSTALLATIONS (FI) | 5.9.2 | Fuel distribution systems | 5.9.2.M.5 | Terminal control equipment | Terminal control equipment | m2 | 10 | NCT | NO PPM | Y
5.9 | FUEL INSTALLATIONS (FI) | 5.9.2 | Fuel distribution systems | 5.9.2.M.6 | Thermal insulation | Thermal insulation | m2 | 30 | 35-01 | THERMAL INSULATION | Y
5.9 | FUEL INSTALLATIONS (FI) | 5.9.2 | Fuel distribution systems | 5.9.2.M.7 | Monitoring equipment | Monitoring equipment. | m2 | 10 | NCT | NO PPM | Y
5.10 | LIFT & CONVEYOR INSTALLATIONS | 5.10.1 | Lifts and enclosed hoists | 5.10.1.M.1 | Lifts | Lifts - Electric Traction | nr | 20 | NCT | NON CORE TASK | Y
5.10 | LIFT & CONVEYOR INSTALLATIONS (LCI) | 5.10.1 | Lifts and enclosed hoists | 5.10.1.M.1 | Lifts | Lifts - Hydraulic | nr | 15 | NCT | NON CORE TASK | Y
5.10 | LIFT & CONVEYOR INSTALLATIONS (LCI) | 5.10.1 | Lifts and enclosed hoists | 5.10.1.M.1 | Lifts | Lifts - Pulley | nr | 15 | NCT | NON CORE TASK | Y
5.10 | LIFT & CONVEYOR INSTALLATIONS (LCI) | 5.10.1 | Lifts and enclosed hoists | 5.10.1.M.2 | Fire fighting lifts | Lifts - Fire Fighters | nr | 20 | NCT | NON CORE TASK | Y
5.10 | LIFT & CONVEYOR INSTALLATIONS (LCI) | 5.10.1 | Lifts and enclosed hoists | 5.10.1.M.3 | Wall climbing lifts | Lifts - Wall Climbing | nr | 20 | NCT | NON CORE TASK | Y
5.10 | LIFT & CONVEYOR INSTALLATIONS (LCI) | 5.10.1 | Lifts and enclosed hoists | 5.10.1.M.4 | Gantries | Atrium Gantry | nr | 30 | NCT | NON CORE TASK | Y
5.10 | LIFT & CONVEYOR INSTALLATIONS (LCI) | 5.10.1 | Lifts and enclosed hoists | 5.10.1.M.5 | Lift Controls | Controller - Lift | nr | 20 | NCT | NON CORE TASK - CONTROLLER LIFT | Y
5.10 | LIFT & CONVEYOR INSTALLATIONS (LCI) | 5.10.1 | Lifts and enclosed hoists | 5.10.1.M.5 | Lift Controls | Emergency Shut Off - Lift | nr | 10 | 88-01 | New Task | Y
5.10 | LIFT & CONVEYOR INSTALLATIONS (LCI) | 5.10.1 | Lifts and enclosed hoists | 5.10.1.M.6 | Hoists | Dumb Waiter | nr | 20 | NCT - 5.10.1.6 | NON CORE TASK - DUMB WAITER | Y
5.10 | LIFT & CONVEYOR INSTALLATIONS (LCI) | 5.10.1 | Lifts and enclosed hoists | 5.10.1.M.6 | Hoists (H) | Complete hoist installation | nr | 20 | NCT - 5.10.1.7 | NON CORE TASK - COMPLETE HOIST INSTALLATION | Y
5.10 | LIFT & CONVEYOR INSTALLATIONS (LCI) | 5.10.1 | Lifts and enclosed hoists | 5.10.1.M.7 | Lift Controls | Controller - Lift | nr | 20 | NCT | NON CORE TASK | Y
5.10 | LIFT & CONVEYOR INSTALLATIONS (LCI) | 5.10.1 | Lifts and enclosed hoists | 5.10.1.M.8 | Sundry items | Lift Motor | nr | 15 | 39-01 | MOTORS- DRIVE ELEMENTS | Y
5.10 | LIFT & CONVEYOR INSTALLATIONS (LCI) | 5.10.2 | Escalators | 5.10.2.M.1 | Escalator | Escalator | nr | 30 | NCT | NON CORE TASK | Y
5.10 | LIFT & CONVEYOR INSTALLATIONS (LCI) | 5.10.2 | Escalators | 5.10.2.M.2 | Ancillary components | Ancillary components - Under step lighting | nr | 20 | NCT | NON CORE TASK | Y
5.10 | LIFT & CONVEYOR INSTALLATIONS (LCI) | 5.10.2 | Escalators | 5.10.2.M.2 | Ancillary components | Ancillary components - Under handrail lighting | nr | 20 | NCT | NON CORE TASK | Y
5.10 | LIFT & CONVEYOR INSTALLATIONS (LCI) | 5.10.2 | Escalators | 5.10.2.M.2 | Ancillary components | Ancillary components - Balustrades | nr | 20 | NCT | NON CORE TASK | Y
5.10 | LIFT & CONVEYOR INSTALLATIONS (LCI) | 5.10.2 | Escalators | 5.10.2.M.2 | Ancillary components | Ancillary components - Cladding (to sides and soffits) | nr | 20 | NCT | NON CORE TASK | Y
5.10 | LIFT & CONVEYOR INSTALLATIONS (LCI) | 5.10.2 | Escalators | 5.10.2.M.2 | Ancillary components | Ancillary components - Chairs | nr | 20 | NCT | NON CORE TASK | Y
5.10 | LIFT & CONVEYOR INSTALLATIONS (LCI) | 5.10.2 | Escalators | 5.10.2.M.3 | Escalator Controls | Controls and electrical works | nr | 20 | NCT | NON CORE TASK | Y
5.10 | LIFT & CONVEYOR INSTALLATIONS (LCI) | 5.10.3 | Moving Pavements | 5.10.3.M.3 | Stair lifts | Stair lifts | nr | 20 | NCT | NON CORE TASK | Y
5.10 | LIFT & CONVEYOR INSTALLATIONS (LCI) | 5.10.3 | Moving Pavements | 5.10.3.M.4 | Escalator Controls | Controls and electrical works | nr | 20 | NCT | NON CORE TASK | Y
5.10 | LIFT & CONVEYOR INSTALLATIONS (LCI) | 5.10.4 | Powered stair lifts | 5.10.4.M.1 | Stair lifts | Lifts - Wheelchair | nr | 20 | NCT | NON CORE TASK | Y
5.10 | LIFT & CONVEYOR INSTALLATIONS (LCI) | 5.10.4 | Powered stair lifts | 5.10.4.M.1 | Stair lifts | Stair Lift | nr | 20 | NCT | NON CORE TASK | Y
5.10 | LIFT & CONVEYOR INSTALLATIONS (LCI) | 5.10.4 | Powered stair lifts | 5.10.4.M.2 | Stair-lift Controls | Controls and electrical works | nr | 20 | NCT | NON CORE TASK | Y
5.10 | LIFT & CONVEYOR INSTALLATIONS (LCI) | 5.10.5 | Conveyors | 5.10.5.M.1 | Conveyor systems | Conveyor systems | nr | 20 | NCT | NON CORE TASK | Y
5.10 | LIFT & CONVEYOR INSTALLATIONS (LCI) | 5.10.5 | Conveyors | 5.10.5.M.2 | Specialist conveyor systems | Specialist systems | nr | 20 | NCT | NON CORE TASK | Y
5.10 | LIFT & CONVEYOR INSTALLATIONS (LCI) | 5.10.5 | Conveyors | 5.10.5.M.3 | Controls components | Controls and electrical works | nr | 20 | NCT | NON CORE TASK | Y
5.10 | LIFT & CONVEYOR INSTALLATIONS (LCI) | 5.10.6 | Dock levellers and scissor lifts | 5.10.6.M.1 | Dock levellers | Loading Platforms | nr | 25 | NCT | NON CORE TASK | Y
5.10 | LIFT & CONVEYOR INSTALLATIONS (LCI) | 5.10.6 | Dock levellers and scissor lifts | 5.10.6.M.2 | Scissor lifts | Scissor Lift | nr | 25 | NCT | NON CORE TASK | Y
5.10 | LIFT & CONVEYOR INSTALLATIONS (LCI) | 5.10.6 | Dock levellers and scissor lifts | 5.10.6.M.3 | Dock Leveller Controls | Controls and electrical works | nr | 20 | NCT | NON CORE TASK | Y
5.10 | LIFT & CONVEYOR INSTALLATIONS (LCI) | 5.10.7 | Cranes and unenclosed hoists | 5.10.7.M.3 | Unenclosed Hoists and Cradles | Fork Lift | nr | 20 | NCT | NON CORE TASK | Y
5.10 | LIFT & CONVEYOR INSTALLATIONS (LCI) | 5.10.7 | Cranes and unenclosed hoists | 5.10.7.M.3 | Unenclosed Hoists and Cradles | Hoists & Cradles | nr | 30 | NCT | NON CORE TASK | Y
5.10 | LIFT & CONVEYOR INSTALLATIONS (LCI) | 5.10.7 | Cranes and unenclosed hoists | 5.10.7.M.3 | Unenclosed Hoists and Cradles | Lifting Beam | nr | 20 | NCT | NON CORE TASK | Y
5.10 | LIFT & CONVEYOR INSTALLATIONS (LCI) | 5.10.7 | Cranes and unenclosed hoists | 5.10.7.M.3 | Unenclosed Hoists and Cradles | Pallet Truck | nr | 20 | NCT | NON CORE TASK | Y
5.10 | LIFT & CONVEYOR INSTALLATIONS (LCI) | 5.10.7 | Cranes and unenclosed hoists | 5.10.7.M.4 | Hoist controls | Controls and electrical works | nr | 20 | NCT | NON CORE TASK | Y
5.10 | LIFT & CONVEYOR INSTALLATIONS (LCI) | 5.10.10 | Other transport systems | 5.10.10.M.1 | Paternoster lifts | Paternoster lifts | nr | 20 | NCT | NON CORE TASK | Y
5.10 | LIFT & CONVEYOR INSTALLATIONS (LCI) | 5.10.10 | Other transport systems | 5.10.10.M.2 | Hoists for moving people with disability | Hoists for moving people with disability | nr | 20 | NCT | NON CORE TASK | Y
5.10 | LIFT & CONVEYOR INSTALLATIONS (LCI) | 5.10.10 | Other transport systems | 5.10.10.M.3 | Other transport systems | Other transport systems | nr | 20 | NCT | NON CORE TASK | Y
5.10 | LIFT & CONVEYOR INSTALLATIONS (LCI) | 5.10.10 | Other transport systems | 5.10.10.M.4 | Control components | Control components | nr | 20 | NCT | NON CORE TASK | Y
5.11 | FIRE & LIGHTNING PROTECTION | 5.11.1 | Fire fighting systems | 5.11.1.M.1 | Fire Hose reels | Hose Reel Booster set | nr | 20 | 23-02 | HOSE REELS PRESSURE BOOSTING SETS | Y
5.11 | FIRE & LIGHTNING PROTECTION (FLP) | 5.11.1 | Fire fighting systems | 5.11.1.M.1 | Fire Hose reels | Hose Reels | nr | 15 | 23-03 | HOSE REELS - Static or Swinging | Y
5.11 | FIRE & LIGHTNING PROTECTION (FLP) | 5.11.1 | Fire fighting systems | 5.11.1.M.2 | Dry riser | Dry Riser (incl Landing Valves) | nr | 25 | 23-04 | RISING FIRE MAINS and HYDRANTS | Y
5.11 | FIRE & LIGHTNING PROTECTION (FLP) | 5.11.1 | Fire fighting systems | 5.11.1.M.3 | Wet riser | Wet Riser incl Landing Valves | nr | 20 | 23-04 | RISING FIRE MAINS and HYDRANTS | Y
5.11 | FIRE & LIGHTNING PROTECTION (FLP) | 5.11.1 | Fire fighting systems | 5.11.1.M.4 | Pipelines and fittings | Pipelines and fittings | m² | 20 | 40-01 | PIPEWORK SYSTEMS - General | Y
5.11 | FIRE & LIGHTNING PROTECTION (FLP) | 5.11.1 | Fire fighting systems | 5.11.1.M.4 | Pipelines and fittings | Pipelines and fittings - Pressure measurement sensor | m² | 10 | 50-02 | PRESSURE MEASUREMENT SENSORS - static and differential | Y
5.11 | FIRE & LIGHTNING PROTECTION (FLP) | 5.11.1 | Fire fighting systems | 5.11.1.M.5 | Thermal insulation | Thermal insulation | m² | 20 | 35-01 | THERMAL INSULATION | Y
5.11 | FIRE & LIGHTNING PROTECTION (FLP) | 5.11.1 | Fire fighting systems | 5.11.1.M.6 | Control components | Control components | nr | 20 | 14-12 | INDICATORS AND DISPLAYS | Y
5.11 | FIRE & LIGHTNING PROTECTION (FLP) | 5.11.1 | Fire fighting systems | 5.11.1.M.7 | Fire and smoke protection curtains | Fire and smoke protection curtains | m² | 20 | NCT | NON CORE TASK | Y
5.11 | FIRE & LIGHTNING PROTECTION (FLP) | 5.11.2 | Fire suppression systems | 5.11.1.M.1 | Fire Hose reels | Sprinkler Booster set | nr | 20 | 23-14 | SPRINKLER SYSTEMS | Y
5.11 | FIRE & LIGHTNING PROTECTION (FLP) | 5.11.2 | Fire suppression systems | 5.11.1.M.1 | Fire Hose reels | Sprinkler System - Alternate | m2 | 25 | 23-14 | SPRINKLER SYSTEMS | Y
5.11 | FIRE & LIGHTNING PROTECTION (FLP) | 5.11.2 | Fire suppression systems | 5.11.2.M.1 | Sprinkler system | Kitchen Hood Fire Supression | nr | 20 | 23-16 | KITCHEN HOOD FIRE SUPPRESSION | Y
5.11 | FIRE & LIGHTNING PROTECTION (FLP) | 5.11.2 | Fire suppression systems | 5.11.2.M.1 | Sprinkler system | Sprinkler System - Wet | m2 | 25 | 23-14 | SPRINKLER SYSTEMS | Y
5.11 | FIRE & LIGHTNING PROTECTION (FLP) | 5.11.2 | Fire suppression systems | 5.11.2.M.2 | Deluge system | Sprinkler System - Deluge | m2 | 20 | 23-14 | SPRINKLER SYSTEMS | Y
5.11 | FIRE & LIGHTNING PROTECTION (FLP) | 5.11.2 | Fire suppression systems | 5.11.2.M.3 | Gas Fire Fighting Injection | Gas Injection System | m2 | 15 | 23-05 | Gas Extinguishing systems | Y
5.11 | FIRE & LIGHTNING PROTECTION (FLP) | 5.11.2 | Fire suppression systems | 5.11.2.M.4 | Foam Dispensing Fire Fighting System | Foam Dispensing System | m2 | 15 | 23-07 | EXPANSION FOAM SYSTEMS | Y
5.11 | FIRE & LIGHTNING PROTECTION (FLP) | 5.11.2 | Fire suppression systems | 5.11.2.M.5 | Pipelines and fittings | Pipelines and fittings | nr | 20 | 40-01 | PIPEWORK SYSTEMS - General | Y
5.11 | FIRE & LIGHTNING PROTECTION (FLP) | 5.11.2 | Fire suppression systems | 5.11.2.M.6 | Tanks | Water Storage Tanks - Fibreglass | nr | 25 | 56-02 | COLD WATER STORAGE TANKS and CISTERNS | Y
5.11 | FIRE & LIGHTNING PROTECTION (FLP) | 5.11.2 | Fire suppression systems | 5.11.2.M.6 | Tanks | Water Storage Tanks - Galvanised Metal | nr | 25 | 56-02 | COLD WATER STORAGE TANKS and CISTERNS | Y
5.11 | FIRE & LIGHTNING PROTECTION (FLP) | 5.11.2 | Fire suppression systems | 5.11.2.M.6 | Tanks | Water Storage Tanks - GRP | nr | 25 | 56-02 | COLD WATER STORAGE TANKS and CISTERNS | Y
5.11 | FIRE & LIGHTNING PROTECTION (FLP) | 5.11.2 | Fire suppression systems | 5.11.2.M.6 | Tanks | Water Storage Tanks - Polypropylene | nr | 25 | 56-02 | COLD WATER STORAGE TANKS and CISTERNS | Y
5.11 | FIRE & LIGHTNING PROTECTION (FLP) | 5.11.2 | Fire suppression systems | 5.11.2.M.7 | Thermal insulation | Thermal insulation | m² | 20 | 35-01 | THERMAL INSULATION | Y
5.11 | FIRE & LIGHTNING PROTECTION (FLP) | 5.11.2 | Fire suppression systems | 5.11.2.M.8 | Control components | Control components | nr | 20 | 14-12 | INDICATORS AND DISPLAYS | Y
5.11 | FIRE & LIGHTNING PROTECTION (FLP) | 5.11.3 | Lightning protection | 5.11.3.M.1 | Lightning protection | Lightning protection and other tape based systems | m2 | 60 | 38-01 | LIGHTNING CONDUCTOR AND EARTH | Y
5.11 | FIRE & LIGHTNING PROTECTION (FLP) | 5.11.3 | Lightning protection | 5.11.3.M.1 | Lightning protection (LP) | Lightning conductor & earth protection | m2 | 30 | 38-01 | LIGHTNING CONDUCTOR AND EARTH | Y
5.11 | FIRE & LIGHTNING PROTECTION (FLP) | 5.11.3 | Lightning protection | 5.11.3.M.1 | Lightning protection (LP) | Finials. | m2 | 30 | 38-01 | LIGHTNING CONDUCTOR AND EARTH | Y
5.11 | FIRE & LIGHTNING PROTECTION (FLP) | 5.11.3 | Lightning protection | 5.11.3.M.1 | Lightning protection (LP) | Conductor tapes. | m2 | 30 | 38-01 | LIGHTNING CONDUCTOR AND EARTH | Y
5.11 | FIRE & LIGHTNING PROTECTION (FLP) | 5.11.3 | Lightning protection | 5.11.3.M.1 | Lightning protection (LP) | Grounding/ earthing | m2 | 30 | 38-01 | LIGHTNING CONDUCTOR AND EARTH | Y
5.12 | COMMUNICATION, SECURITY & CONTROL INSTALLATIONS | 5.12.1 | Communication systems | 5.12.1.M.1 | Telecommunication systems | General communication and PA systems | m2 | 10 | NCT | NON CORE TASK | Y
5.12 | COMMUNICATION, SECURITY & CONTROL INSTALLATIONS (CSC) | 5.12.1 | Communication systems | 5.12.1.M.2 | Data transmission systems | Computer networking, modems etc | m2 | 10 | NCT | NON CORE TASK | Y
5.12 | COMMUNICATION, SECURITY & CONTROL INSTALLATIONS (CSC) | 5.12.1 | Communication systems | 5.12.1.M.2 | Data transmission systems | Multiplexes data terminals | m2 | 10 | NCT | NON CORE TASK | Y
5.12 | COMMUNICATION, SECURITY & CONTROL INSTALLATIONS (CSC) | 5.12.1 | Communication systems | 5.12.1.M.2 | Data transmission systems | data bus systems | m2 | 10 | NCT | NON CORE TASK | Y
5.12 | COMMUNICATION, SECURITY & CONTROL INSTALLATIONS (CSC) | 5.12.1 | Communication systems | 5.12.1.M.3 | Paging and emergency call systems | Deaf Alerter | m2 | 5 | NCT | NON CORE TASK | Y
5.12 | COMMUNICATION, SECURITY & CONTROL INSTALLATIONS (CSC) | 5.12.1 | Communication systems | 5.12.1.M.3 | Paging and emergency call systems | Disabled Alarm - Refuge | m2 | 10 | NCT | NON CORE TASK | Y
5.12 | COMMUNICATION, SECURITY & CONTROL INSTALLATIONS (CSC) | 5.12.1 | Communication systems | 5.12.1.M.3 | Paging and emergency call systems | Disabled Alarm - Toilet | m2 | 10 | NCT | NON CORE TASK | Y
5.12 | COMMUNICATION, SECURITY & CONTROL INSTALLATIONS (CSC) | 5.12.1 | Communication systems | 5.12.1.M.3 | Paging and emergency call systems | Aerials, radio and paging equipment | m2 | 5 | NCT | NON CORE TASK | Y
5.12 | COMMUNICATION, SECURITY & CONTROL INSTALLATIONS (CSC) | 5.12.1 | Communication systems | 5.12.1.M.3 | Paging and emergency call systems | Emergency call buttons, pull cords etc | m2 | 5 | NCT | NON CORE TASK | Y
5.12 | COMMUNICATION, SECURITY & CONTROL INSTALLATIONS (CSC) | 5.12.1 | Communication systems | 5.12.1.M.3 | Paging and emergency call systems | Personal Receivers | m2 | 5 | NCT | NON CORE TASK | Y
5.12 | COMMUNICATION, SECURITY & CONTROL INSTALLATIONS (CSC) | 5.12.1 | Communication systems | 5.12.1.M.4 | Public Address System | Hearing Loop Systems - Induction Type | m2 | 10 | NCT | NON CORE TASK | Y
5.12 | COMMUNICATION, SECURITY & CONTROL INSTALLATIONS (CSC) | 5.12.1 | Communication systems | 5.12.1.M.4 | Public Address System | Hearing Loop Systems - Infra Red Type | m2 | 10 | NCT | NON CORE TASK | Y
5.12 | COMMUNICATION, SECURITY & CONTROL INSTALLATIONS (CSC) | 5.12.1 | Communication systems | 5.12.1.M.4 | Public Address System | Public Address System | m2 | 20 | 11-01 | COMMUNICATIONS - PUBLIC ADDRESS SYSTEMS | Y
5.12 | COMMUNICATION, SECURITY & CONTROL INSTALLATIONS (CSC) | 5.12.1 | Communication systems | 5.12.1.M.4 | Public Address System | Background noise systems | m2 | 10 | NCT | NON CORE TASK | Y
5.12 | COMMUNICATION, SECURITY & CONTROL INSTALLATIONS (CSC) | 5.12.1 | Communication systems | 5.12.1.M.4 | Public Address System | Microphones, amplifiers and speakers | m2 | 10 | NCT | NON CORE TASK | Y
5.12 | COMMUNICATION, SECURITY & CONTROL INSTALLATIONS (CSC) | 5.12.1 | Communication systems | 5.12.1.M.4 | Public Address System | Indicator boards | m2 | 10 | NCT | NON CORE TASK | Y
5.12 | COMMUNICATION, SECURITY & CONTROL INSTALLATIONS (CSC) | 5.12.1 | Communication systems | 5.12.1.M.5 | Radio systems | Radio systems | m2 | 10 | NCT | NON CORE TASK | Y
5.12 | COMMUNICATION, SECURITY & CONTROL INSTALLATIONS (CSC) | 5.12.1 | Communication systems | 5.12.1.M.6 | Projection systems | Cinematographic Equipment | nr | 10 | NCT | NON CORE TASK | Y
5.12 | COMMUNICATION, SECURITY & CONTROL INSTALLATIONS (CSC) | 5.12.1 | Communication systems | 5.12.1.M.6 | Projection systems | Rolling Ticker Tape Display | nr | 10 | NCT | NON CORE TASK | Y
5.12 | COMMUNICATION, SECURITY & CONTROL INSTALLATIONS (CSC) | 5.12.1 | Communication systems | 5.12.1.M.6 | Projection systems | Fixed and portable projectors | nr | 10 | NCT | NON CORE TASK | Y
5.12 | COMMUNICATION, SECURITY & CONTROL INSTALLATIONS (CSC) | 5.12.1 | Communication systems | 5.12.1.M.6 | Projection systems | Screens & back projection equipment | nr | 10 | NCT | NON CORE TASK | Y
5.12 | COMMUNICATION, SECURITY & CONTROL INSTALLATIONS (CSC) | 5.12.1 | Communication systems | 5.12.1.M.6 | Projection systems | Sound equipment | nr | 10 | NCT | NON CORE TASK | Y
5.12 | COMMUNICATION, SECURITY & CONTROL INSTALLATIONS (CSC) | 5.12.1 | Communication systems | 5.12.1.M.7 | Fire detection and alarm systems | Fire Alarm Local Display Warning Panel | m2 | 15 | 22-01, 22-02 | FIRE ALARM SYSTEM | Y
5.12 | COMMUNICATION, SECURITY & CONTROL INSTALLATIONS (CSC) | 5.12.1 | Communication systems | 5.12.1.M.7 | Fire detection and alarm systems | Fire Alarm Panel | m2 | 15 | 22-01, 22-02 | FIRE ALARM SYSTEM | Y
5.12 | COMMUNICATION, SECURITY & CONTROL INSTALLATIONS (CSC) | 5.12.1 | Communication systems | 5.12.1.M.7 | Fire detection and alarm systems | Fire Alarm Repeater Panel | m2 | 15 | 22-01, 22-02 | FIRE ALARM SYSTEM | Y
5.12 | COMMUNICATION, SECURITY & CONTROL INSTALLATIONS (CSC) | 5.12.1 | Communication systems | 5.12.1.M.7 | Fire detection and alarm systems | Fire Alarm Wiring | m2 | 15 | 22-01, 22-02 | FIRE ALARM SYSTEM | Y
5.12 | COMMUNICATION, SECURITY & CONTROL INSTALLATIONS (CSC) | 5.12.1 | Communication systems | 5.12.1.M.7 | Fire detection and alarm systems | Carbon Dioxide Sensor | m2 | 15 | 22-01, 22-02 | FIRE ALARM SYSTEM | Y
5.12 | COMMUNICATION, SECURITY & CONTROL INSTALLATIONS (CSC) | 5.12.1 | Communication systems | 5.12.1.M.8 | Smoke detection | Heat Detectors | m2 | 10 | 50-10 | SMOKE DETECTORS | Y
5.12 | COMMUNICATION, SECURITY & CONTROL INSTALLATIONS (CSC) | 5.12.1 | Communication systems | 5.12.1.M.8 | Smoke detection | PIR - Intruder | nr | 8 | 50-09 | OCCUPANCY and LIGHT SENSORS | Y
5.12 | COMMUNICATION, SECURITY & CONTROL INSTALLATIONS (CSC) | 5.12.1 | Communication systems | 5.12.1.M.8 | Smoke detection | Smoke Detector - Infrared Beam | m2 | 10 | 50-10 | SMOKE DETECTORS | Y
5.12 | COMMUNICATION, SECURITY & CONTROL INSTALLATIONS (CSC) | 5.12.1 | Communication systems | 5.12.1.M.8 | Smoke detection | Smoke Detectors | m2 | 10 | 50-10 | SMOKE DETECTORS | Y
5.12 | COMMUNICATION, SECURITY & CONTROL INSTALLATIONS (CSC) | 5.12.1 | Communication systems | 5.12.1.M.9 | Liquid detection alarms | Leak Detection | m2 | 10 | NCT | NON CORE TASK | Y
5.12 | COMMUNICATION, SECURITY & CONTROL INSTALLATIONS (CSC) | 5.12.1 | Communication systems | 5.12.1.M.10 | Clock | Clock | nr | 15 | NCT | NON CORE TASK | Y
5.12 | COMMUNICATION, SECURITY & CONTROL INSTALLATIONS (CSC) | 5.12.1 | Communication systems | 5.12.1.M.11 | Radios | Radios | m2 | NLC | NCT | NON CORE TASK | Y
5.12 | COMMUNICATION, SECURITY & CONTROL INSTALLATIONS (CSC) | 5.12.1 | Communication systems | 5.12.1.M.12 | Television systems | Aerial and Dish | m2 | 10 | NCT | NON CORE TASK | Y
5.12 | COMMUNICATION, SECURITY & CONTROL INSTALLATIONS (CSC) | 5.12.1 | Communication systems | 5.12.1.M.14 | Other communication systems | Batteries - Unsealed | m2 | 5 | 43-03 | BATTERIES - LEAD ACID - unsealed | Y
5.12 | COMMUNICATION, SECURITY & CONTROL INSTALLATIONS (CSC) | 5.12.1 | Communication systems | 5.12.1.M.14 | Other communication systems | Battery Charger | m2 | 20 | 43-04 | BATTERY CHARGING EQUIPMENT | Y
5.12 | COMMUNICATION, SECURITY & CONTROL INSTALLATIONS (CSC) | 5.12.1 | Communication systems | 5.12.1.M.14 | Other communication systems | Lone Working System | m2 | 15 | NCT | NON CORE TASK | Y
5.12 | COMMUNICATION, SECURITY & CONTROL INSTALLATIONS (CSC) | 5.12.1 | Communication systems | 5.12.1.M.14 | Other communication systems | Radios | m2 | 10 | NCT | NON CORE TASK | Y
5.12 | COMMUNICATION, SECURITY & CONTROL INSTALLATIONS (CSC) | 5.12.1 | Communication systems | 5.12.1.M.14 | Other communication systems | TV Monitors | m2 | NLC | NCT | NON CORE TASK | Y
5.12 | COMMUNICATION, SECURITY & CONTROL INSTALLATIONS (CSC) | 5.12.2 | Security systems | 5.12.2.M.1 | Surveillance equipment | Security Cameras - PTZ | nr/m2 | 15 | NCT | NON CORE TASK | Y
5.12 | COMMUNICATION, SECURITY & CONTROL INSTALLATIONS (CSC) | 5.12.2 | Security systems | 5.12.2.M.1 | Surveillance equipment | Security Cameras - PTZ Dome | nr/m2 | 15 | NCT | NON CORE TASK | Y
5.12 | COMMUNICATION, SECURITY & CONTROL INSTALLATIONS (CSC) | 5.12.2 | Security systems | 5.12.2.M.1 | Surveillance equipment | Security Cameras - Static | nr/m2 | 15 | NCT | NON CORE TASK | Y
5.12 | COMMUNICATION, SECURITY & CONTROL INSTALLATIONS (CSC) | 5.12.2 | Security systems | 5.12.2.M.1 | Surveillance equipment | Security Cameras - Static Dome | nr/m2 | 15 | NCT | NON CORE TASK | Y
5.12 | COMMUNICATION, SECURITY & CONTROL INSTALLATIONS (CSC) | 5.12.2 | Security systems | 5.12.2.M.1 | Surveillance equipment | Surveillance equipment (e.g. CCTV) | nr/m2 | 15 | NCT | NON CORE TASK | Y
5.12 | COMMUNICATION, SECURITY & CONTROL INSTALLATIONS (CSC) | 5.12.2 | Security systems | 5.12.2.M.2 | Security detection equipment | Electric Locking | nr/m2 | 10 | NCT | NON CORE TASK | Y
5.12 | COMMUNICATION, SECURITY & CONTROL INSTALLATIONS (CSC) | 5.12.2 | Security systems | 5.12.2.M.2 | Security detection equipment | Intruder Alarm | nr/m2 | 15 | NCT | NON CORE TASK | Y
5.12 | COMMUNICATION, SECURITY & CONTROL INSTALLATIONS (CSC) | 5.12.2 | Security systems | 5.12.2.M.2 | Security detection equipment | Metal Detector Portal | nr/m2 | 10 | NCT | NON CORE TASK | Y
5.12 | COMMUNICATION, SECURITY & CONTROL INSTALLATIONS (CSC) | 5.12.2 | Security systems | 5.12.2.M.2 | Security detection equipment | Panic Alarm | nr/m2 | 15 | NCT | NON CORE TASK | Y
5.12 | COMMUNICATION, SECURITY & CONTROL INSTALLATIONS (CSC) | 5.12.2 | Security systems | 5.12.2.M.2 | Security detection equipment | RedCARE' system or similar | nr/m2 | 15 | NCT | NON CORE TASK | Y
5.12 | COMMUNICATION, SECURITY & CONTROL INSTALLATIONS (CSC) | 5.12.2 | Security systems | 5.12.2.M.2 | Security detection equipment | Security detection equipment | nr/m2 | 10 | NCT | NON CORE TASK | Y
5.12 | COMMUNICATION, SECURITY & CONTROL INSTALLATIONS (CSC) | 5.12.2 | Security systems | 5.12.2.M.2 | Security detection equipment | X Ray Machine | nr/m2 | 10 | NCT | NON CORE TASK | Y
5.12 | COMMUNICATION, SECURITY & CONTROL INSTALLATIONS (CSC) | 5.12.2 | Security systems | 5.12.2.M.3 | Security alarm equipment | Tamper Alarms | nr/m2 | 15 | NCT | NON CORE TASK | Y
5.12 | COMMUNICATION, SECURITY & CONTROL INSTALLATIONS (CSC) | 5.12.2 | Security systems | 5.12.2.M.4 | Access Control systems | Access Control - Fob or Card | nr | 15 | NCT | NON CORE TASK | Y
5.12 | COMMUNICATION, SECURITY & CONTROL INSTALLATIONS (CSC) | 5.12.2 | Security systems | 5.12.2.M.4 | Access Control systems | Access Control - Keypad | nr | 15 | NCT | NON CORE TASK | Y
5.12 | COMMUNICATION, SECURITY & CONTROL INSTALLATIONS (CSC) | 5.12.2 | Security systems | 5.12.2.M.5 | Burglar and security alarms | Burglar and security alarms | nr | 15 | NCT | NON CORE TASK | Y
5.12 | COMMUNICATION, SECURITY & CONTROL INSTALLATIONS (CSC) | 5.12.2 | Security systems | 5.12.2.M.6 | Door entry systems | Access Control - Video Comm | nr | 15 | NCT | NON CORE TASK | Y
5.12 | COMMUNICATION, SECURITY & CONTROL INSTALLATIONS (CSC) | 5.12.2 | Security systems | 5.12.2.M.6 | Door entry systems | Intercom | nr | 10 | NCT | NON CORE TASK | Y
5.12 | COMMUNICATION, SECURITY & CONTROL INSTALLATIONS (CSC) | 5.12.2 | Security systems | 5.12.2.M.7 | Security lights and lighting systems | Security Lighting | nr/m2 | 20 | NCT | NON CORE TASK | Y
5.12 | COMMUNICATION, SECURITY & CONTROL INSTALLATIONS (CSC) | 5.12.3 | Central control / building management systems | 5.12.3.M.1 | Control Panels | Control Panels | m2 | 15 | 14-02, 14-16 | CONTROL PANELS - electrical services (excluding electrical controllers and pneumatic relays) | Y
5.12 | COMMUNICATION, SECURITY & CONTROL INSTALLATIONS (CSC) | 5.12.3 | Central control / building management systems | 5.12.3.M.2 | BMS Central operating station systems | BMS - Central operating station | m2 | 5 | 06-03 | BUILDING MANAGEMENT SYSTEMS - Central Operator Station | Y
5.12 | COMMUNICATION, SECURITY & CONTROL INSTALLATIONS (CSC) | 5.12.3 | Central control / building management systems | 5.12.3.M.2 | BMS Central operating station systems | BMS - Automatic Lighting Control System | m2 | 5 | 06-03 | BUILDING MANAGEMENT SYSTEMS - Central Operator Station | Y
5.12 | COMMUNICATION, SECURITY & CONTROL INSTALLATIONS (CSC) | 5.12.3 | Central control / building management systems | 5.12.3.M.2 | BMS Central operating station systems | BMS - Communications | m2 | 25 | 06-04 | BUILDING MANAGEMENT SYSTEMS - COMMUNICATIONS | Y
5.12 | COMMUNICATION, SECURITY & CONTROL INSTALLATIONS (CSC) | 5.12.3 | Central control / building management systems | 5.12.3.M.2 | BMS Central operating station systems | BMS - Software functions. | m2 | 5 | 06-06 | BUILDING MANAGEMENT SYSTEMS - SOFTWARE FUNCTIONS | Y
5.12 | COMMUNICATION, SECURITY & CONTROL INSTALLATIONS (CSC) | 5.12.3 | Central control / building management systems | 5.12.3.M.2 | BMS Central operating station systems | BMS - Sensors | m2 | 10 | 06-05 | BUILDING MAINTENANCE SYSTEMS - OUTSTATIONS | Y
5.12 | COMMUNICATION, SECURITY & CONTROL INSTALLATIONS (CSC) | 5.12.3 | Central control / building management systems | 5.12.3.M.2 | BMS Central operating station systems | BMS - Actuators | m2 | 5 | 06-05 | BUILDING MAINTENANCE SYSTEMS - OUTSTATIONS | Y
5.12 | COMMUNICATION, SECURITY & CONTROL INSTALLATIONS (CSC) | 5.12.3 | Central control / building management systems | 5.12.3.M.4 | Controlling terminal units and switches | Plant Controller | item | 5 | 14-07 | UNIT CONTROLLERS AND SENSOR CONTROLLERS | Y
5.12 | COMMUNICATION, SECURITY & CONTROL INSTALLATIONS (CSC) | 5.12.3 | Central control / building management systems | 5.12.3.M.5 | Control cabling and containment | Control cabling and containment | item | 10 | 06-03, 06-06 | BUILDING MANAGEMENT SYSTEMS - Central Operator Station | Y
5.12 | COMMUNICATION, SECURITY & CONTROL INSTALLATIONS (CSC) | 5.12.3 | Central control / building management systems | 5.12.3.M.6 | Compressed air and vacuum operating controls | Compressed air and vacuum operating controls | item | 30 | 06-03, 06-06 | BUILDING MANAGEMENT SYSTEMS - Central Operator Station | Y
5.13 | SPECIALIST INSTALLATIONS | 5.13.1 | Specialist piped supply systems | 5.13.1.M.1 | Medical and laboratory gas supply systems | Nitrogen Generator | nr/m2 | 30 | NCT | NON CORE TASK | Y
5.13 | SPECIALIST INSTALLATIONS (SI) | 5.13.1 | Specialist piped supply systems | 5.13.1.M.2 | Centralised vacuum cleaning systems | Centralised vacuum cleaning systems | nr/m2 | 20 | NCT | NON CORE TASK | Y
5.13 | SPECIALIST INSTALLATIONS (SI) | 5.13.1 | Specialist piped supply systems | 5.13.1.M.3 | Treated water systems | Treated water systems | nr/m2 | NLC | NCT | NON CORE TASK | Y
5.13 | SPECIALIST INSTALLATIONS (SI) | 5.13.1 | Specialist piped supply systems | 5.13.1.M.5 | Compressed air systems | Inter Cooler/After Cooler - Pnuematics | nr/m2 | 20 | NCT | NON CORE TASK | Y
5.13 | SPECIALIST INSTALLATIONS (SI) | 5.13.1 | Specialist piped supply systems | 5.13.1.M.6 | Vacuum systems | Vacuum systems | nr/m2 | 20 | 60-02 | VACUUM TUBES - cash handling | Y
5.13 | SPECIALIST INSTALLATIONS (SI) | 5.13.1 | Specialist piped supply systems | 5.13.1.M.7 | Other specialist piped supply systems | Other specialist piped supply systems | nr/m2 | NLC | NCT | NON CORE TASK | Y
5.13 | SPECIALIST INSTALLATIONS (SI) | 5.13.1 | Specialist piped supply systems | 5.13.1.M.8 | Pipelines ancillaries and fittings | Pneumatic Pipework | m2 | 25 | NCT | NON CORE TASK | Y
5.13 | SPECIALIST INSTALLATIONS (SI) | 5.13.1 | Specialist piped supply systems | 5.13.1.M.9 | Air duct lines, duct line ancillaries and fittings | Air duct lines, duct line ancillaries and fittings | nr/m2 | 25 | NCT | NON CORE TASK | Y
5.13 | SPECIALIST INSTALLATIONS (SI) | 5.13.1 | Specialist piped supply systems | 5.13.1.M.10 | Thermal insulation | Thermal insulation | nr/m2 | 30 | 35-01 | THERMAL INSULATION | Y
5.13 | SPECIALIST INSTALLATIONS (SI) | 5.13.1 | Specialist piped supply systems | 5.13.1.M.11 | Silencers and acoustic treatment | Silencers and acoustic treatment. | nr/m2 | 25 | NCT | NON CORE TASK | Y
5.13 | SPECIALIST INSTALLATIONS (SI) | 5.13.1 | Specialist piped supply systems | 5.13.1.M.12 | Control components | Control components | nr | 20 | NCT | NON CORE TASK | Y
5.13 | SPECIALIST INSTALLATIONS (SI) | 5.13.2 | Specialist refrigeration systems | 5.13.2.M.1 | Cold rooms | Cold rooms | nr/m2 | 15 | NCT | NON CORE TASK | Y
5.13 | SPECIALIST INSTALLATIONS (SI) | 5.13.2 | Specialist refrigeration systems | 5.13.2.M.2 | Ice pads | Ice pads | nr/m2 | 15 | 34-01 | ICE MAKING MACHINES | Y
5.13 | SPECIALIST INSTALLATIONS (SI) | 5.13.2 | Specialist refrigeration systems | 5.13.2.M.3 | Other specialist refrigeration systems | Fridge - Laboratory | nr/m2 | 15 | NCT | NON CORE TASK | Y
5.13 | SPECIALIST INSTALLATIONS (SI) | 5.13.2 | Specialist refrigeration systems | 5.13.2.M.3 | Other specialist refrigeration systems. | Ice Storage Tank | nr/m2 | 15 | 56-03 | ICE STORAGE SYSTEMS | Y
5.13 | SPECIALIST INSTALLATIONS (SI) | 5.13.2 | Specialist refrigeration systems | 5.13.2.M.3 | Other specialist refrigeration systems. | Ultra Low Temp (Lab) Freezer | nr/m2 | 15 | NCT | NON CORE TASK | Y
5.13 | SPECIALIST INSTALLATIONS (SI) | 5.13.4 | Specialist electrical/ electronic systems | 5.13.4.M.3 | Television aerial and satellite systems | Television aerial and satellite systems | nr/m² | 15 | NCT | NON CORE TASK | Y
5.13 | SPECIALIST INSTALLATIONS (SI) | 5.13.4 | Specialist electrical/ electronic systems | 5.13.4.M.5 | Multi-room audio and video | Multi room audio and video | nr/m² | NLC | NCT | NON CORE TASK | Y
5.13 | SPECIALIST INSTALLATIONS (SI) | 5.13.4 | Specialist electrical/ electronic systems | 5.13.4.M.6 | Automated curtains and blinds | Automated curtains and blinds | nr/m² | NLC | NCT | NON CORE TASK | Y
5.13 | SPECIALIST INSTALLATIONS (SI) | 5.13.4 | Specialist electrical/ electronic systems | 5.13.4.M.7 | Other specialist electrical and electronic systems | Autoclave | nr/m² | 15 | NCT | NON CORE TASK | Y
5.13 | SPECIALIST INSTALLATIONS (SI) | 5.13.4 | Specialist electrical/ electronic systems | 5.13.4.M.7 | Other specialist electrical and electronic systems | Incubators | nr/m² | 15 | NCT | NON CORE TASK | Y
5.13 | SPECIALIST INSTALLATIONS (SI) | 5.13.4 | Specialist electrical/ electronic systems | 5.13.4.M.7 | Other specialist electrical and electronic systems | Oven - Laboratory | nr/m² | 15 | NCT | NON CORE TASK | Y
5.13 | SPECIALIST INSTALLATIONS (SI) | 5.13.4 | Specialist electrical/ electronic systems | 5.13.4.M.7 | Other specialist electrical and electronic systems | Steriliser | nr/m² | 15 | NCT | NON CORE TASK | Y
5.13 | SPECIALIST INSTALLATIONS (SI) | 5.13.5 | Water features | 5.13.5.M.1 | Water features | Water features | nr/m² | 15 | 25-01, 25-02 | FOUNTAINS - ORNAMENTAL | Y
5.13 | SPECIALIST INSTALLATIONS (SI) | 5.13.5 | Water features | 5.13.5.M.2 | Water filtration equipment | Pond Filter | nr/m² | 15 | 25-01, 25-02 | FOUNTAINS - ORNAMENTAL | Y
5.13 | SPECIALIST INSTALLATIONS (SI) | 5.13.5 | Water features | 5.13.5.M.3 | Nutrient treatment and equipment | Nutrient treatment and equipment | nr/m² | 15 | NCT | NON CORE TASK | Y
5.13 | SPECIALIST INSTALLATIONS (SI) | 5.13.5 | Water features | 5.13.5.M.4 | Control components | Control components | nr | 15 | 14-07 | UNIT CONTROLLERS AND SENSOR CONTROLLERS | Y
8.4 | FENCING, RAILINGS AND WALLS (FRW) | 8.4.2 | Walls and Screens | 8.4.2.M.4 | Security gates | Security gates and gate posts | nr |  | FRW PI | FENCING, RAILINGS AND WALLS - PLANNED INSPECTION | Y
8.6 | EXTERNAL DRAINAGE (ED) | 8.6.1 | Surface water and foul water drainage | 8.6.1.M.1 | Surface water and foul water drainage (SWFWD) | Interceptors - Petrol and Oil | nr |  | 48-03 | INTERCEPTORS - Petrol and Oil | Y